## BOQ
S.No | Item Code | Description | Units | Qty | Make/Model | R/Unit | IVF Rate | SOTC Rate | SSR Rates
1 |  | Dismantling clearing away and carefully stacking useful materials for re use and disposal of unserviceable materials with 100m lead as directed by Executive Engineer duly taking actual premeasurements before dismantling including all labour charges etc complete for Brick masonry | Cum | 40 | APTS | 1527
2 |  | Dismantling clearing away and carefully stacking useful materials for re use and disposal of unserviceable materials with 100m lead as directed by Executive Engineer duly taking actual premeasurements before dismantling including all labour charges etc complete for Flooring | Sqm | 550 | APTS | 600
3 |  | Dismantling clearing away and carefully stacking useful materials for re use and disposal of unserviceable materials with 100m lead as directed by Executive Engineer duly taking actual premeasurements before dismantling including all labour charges complete Reinforced cement concrete | Cum | 12 | APTS | 2618
4 |  | Dismantling clearing away and carefully stacking useful materials for re use and disposal of unserviceable materials with 100m lead as directed by Executive Engineer duly taking actual premeasurements before dismantling including all labour charges etc complete for False Ceiling | Sqm | 500 | APTS | 90
5 |  | Dismantling doors windows and clear storey windows Ventilators etc wood or steel shutters including Chowkhats architraves hold fasts and other attachments etc and stacking them within 100m lead including labour charge etc complete for finished item of work. Not exceeding 3 sqm in area. | No | 2 | APTS | 1018
6 |  | Conveyance of un useful excavated earth debris to a distance of 21 KM for disposal including hire charges of T and P labour charges etc complete for finished item of work. | Cum | 50 | APTS | 954
7 |  | Dismantling, clearing away and carefully stacking useful materials for re-use and disposal of unserviceable materials including excavated earth/debris to a distance of 21 KM as directed by Executive Engineer duly taking actual premeasurements before dismantling including all labour charges etc complete Brick masonry 168.50 Cum Flooring 56.40 Cum CC up to 15cm thick 14.10 Cum RCC 14.27 Cum False Ceiling 352.00 Sqmt Doors and Windows 106 No complete for finished item of work. | JOB |  | APTS | 175000
8 |  | Dismantling,Clearing away and carefully stacking useful materials for re-use and disposal of unserviceable materials with 100m lead as directed by Executive Engineer duly taking actual pre-measurements before diamantling including all labour charges etc., complete. Not Exceeding 3 sqm in area (Wooden partitions / cupboards) |  | 2
9 |  | Dismantling doors, windows, and clear storey windows, Ventilators etc., (wood or steel) shutters including chowkhats, architraves, hold fasts and other attachments etc., and staking them with in 100m lead including labour charges etc., complete for finished item of work. Exceeding 3 sqm in area |  | 60
10
11 |  | Reinforced Masonry for partition walls 100 mm thick in CM 1:4 prop. as per Technical Specifications APSS No. of 509 Ground Floor | Sqm |  | APTS | 1090
12 |  | Reinforced Masonry for partition walls 100 mm thick in CM 1:4 prop. as per Technical Specifications APSS No. of 509 1st Floor | Sqm |  | APTS | 1144
13 |  | Brick Masonry in CM 1:6 prop as per Technical Specifications. APSS No. 501 and 504 Ground floor | Sqm |  | APTS | 7636
14 |  | Brick Masonry in CM 1:6 prop as per Technical Specifications. APSS No. 501 and 504 First floor | Sqm |  | APTS | 8017
15 |  | Supply and placing of the Reinforced Cement Concrete M 20 grade Nominal Mix as per Technical specifications For Lintels in Ground Floor. | Cum |  | APTS | 8727
16 |  | Supply and placing of the Reinforced Cement Concrete M 20 grade Nominal Mix as per Technical specifications For Lintels in First Floor | Cum |  | APTS | 9163
17 |  | Plastering 12mm thick in two coats with base coat of 8mm thick in CM 1:6 and topcoat of 4mm thick in CM 1:4 as per Technical Specification SS 901,903 and 904 Ground Floor | Sqm |  | APTS | 436
18 |  | Plastering 12mm thick in two coats with base coat of 8mm thick in CM 1:6 and topcoat of 4mm thick in CM 1:4 as per Technical Specification SS 901 903 and 904 First Floor | Sqm |  | APTS | 458
19 |  | Plastering 20mm thick in two coats with base coat of 16mm thick in CM 1:6 and top coat of 4mm thick in CM 1:4 as per Technical Specification SS 901 903 and 904 Ground Floor | Sqm |  | APTS | 802
20 |  | Plastering 20mm thick in two coats with base coat of 16mm thick in CM 1:6 and top coat of 4mm thick in CM 1:4 as per Technical Specification SS 901 903 and 904 First Floor | Sqm |  | APTS | 842
21 |  | Flooring with Double Charged vitrified tiles of size 600 x 600 mm as per Technical Specifications Ground Floor | Sqm |  | APTS | 1000
22 |  | Flooring with Double Charged vitrified tiles of size 600 x 600 mm as per Technical Specifications First Floor | Sqm |  | APTS | 1050
23 |  | Providing skirting to internal walls to 10 cm height with Double Charged vitrified tiles of size 600x600 as per Technical Specifications Ground Floor | Meter |  | APTS | 280
24 |  | Providing skirting to internal walls to 10 cm height with Double Charged vitrified tiles of size 600x600 as per Technical Specification First Floor | Meter |  | APTS | 294
25 |  | Supplying, providing and installing Self Leveling Epoxy flooring system EPU 3mm thick, as per Technical Specifications. Including R 75 Aluminium coving wall to flooring including c/c of all materials and labour charges etc complete finished item of work | Sqm |  | APTS | 1769
26 |  | Providing specialized high performance acrylic polymer modified elastomeric cementitious waterproof coating to the terrace walls internal portion of the bathroom and toilets internal portion of the water tanks Pg.no 729 SOR No TBSCQ.VII 04 as per Technical Specifications. | Sqm |  | APTS | 412
27 |  | Providing impervious coat to exposed RCC roof slab surfaces as per Technical Specifications Ground floor | Sqm |  | APTS | 541
28 |  | Providing impervious coat to exposed RCC roof slab surfaces as per Technical Specifications First floor | Sqm |  | APTS | 568
29 |  | Filling with light weight concrete in Cement Concrete (1:5:10) prop. Ax per Technical Specifications Ground Floor | Cum |  | APTS | 3883
30 |  | Filling with light weight concrete in Cement Concrete (1:5:10) prop. Ax per Technical Specifications First Floor | Cum |  | APTS | 3981
31 |  | Flooring with non skid full body ceramic floor tiles as per Technical Specifications Ground Floor | Sqm |  | APTS | 1080
32 |  | Flooring with non skid full body ceramic floor tiles as per Technical Specifications First Floor | Sqm |  | APTS | 1134
33 |  | Providing dadooing to walls with glazed full body porcelain wall tiles as per Technical Specifications Ground Floor | Sqm |  | APTS | 1080
34 |  | Providing dadooing to walls with glazed full body porcelain wall tiles as per Technical Specifications. First Floor | Sqm |  | APTS | 1134
35 |  | Providing specialized polysulphide sealant treatment to the expansion joints as per Technical Specifications. Sl.no 732 SOR. No TBSCQ.VII 07, including fixing of 24 gauge alluminium sheet over expansion joint | Meter |  | APTS | 759
36 |  | Supply and fixing Doors as per drawings with medium teak wood frame 750mm x 2100mm as per Technical Specifications. | Sqm |  | APTS | 7900
37 |  | Supply, erection and fixing of Emergency Exit Door Panic Door with Metal door frames and door shutters made of galvanized steel as per Technical Specifications. | No | 1 | APTS | 90000
38 |  | Supplying and fixing of Unplasticised PolyVinyl Chloride UPVC 3 track sliding Windows and with 7.5mm thick Aluminium Grill as per Technical Specifications. | Sqm |  | APTS | 8188
39 |  | Providing False Ceiling as per Technical Specifications. | Sqm |  | APTS | 1675
40 |  | Painting coat Water Based Cement Primer of Interior Grade I and Two coats of Acrylic Emulsion Paint over Wall putty of White Cement or Polymer or Cement based: as per Technical Specifications. | Sqm |  | APTS | 410
41 |  | Painting coat Water Based Cement Primer of Exterior Grade II and two coats of Acrylic Emulsion paint over Exterior grade Texture ready mixed paint with sand texture as per Technical Specifications. | Sqm |  | APTS | 502
42
43 |  | Painting to New Woodwork as per Technical Specifications. | Sqm |  | APTS | 515
44 |  | Painting to New Iron work as per Technical Specifications. | Sqm |  | APTS | 485
45 |  | Effluent Collection Tank: Earthwork excavation, PCC 1:4:8 150mm thick , RCC M25 300mm thick base Base Slab, RCC M 25 230mm side walls, Supply, fabricating, erecting and fixing in position trusses of approved design with structural steel other than MS circular tubes including roof frame work, Supply and Installation of two 5000 Litres HDPE Tanks with Pumping System 1 Running and 1 Stand by inside the constructed RCC structure complete as per Technical specifications for finished item of work as approved by the Engineer-in-Charge. | JOB |  | APTS | 459000
46 |  | 100 mm thick double skin Walls panels of Modular clean room walls panel system | Sqm |  | APTS | 4256
47 |  | 100 mm thick double skin Walls panels of Modular clean room walls panel system with return Air Raisers and Grill | Sqm |  | APTS | 5376
48 |  | 50 mm thick double skin Walls panels of Modular clean room walls panel system | Sqm |  | APTS | 3136
49 |  | 50 mm thick double skin Ceiling panels of Modular clean room walls panel system | Sqm |  | APTS | 3696
50 |  | Dismantling clearing away and carefully stacking useful materials for re use and disposal of unserviceable materials with 100m lead as directed by Executive Engineer duly taking actual premeasurements before dismantling including all labour charges complete Unreinforced cement concrete up to 15cm thickness | Cum |  | APTS | 1700
51 |  | Providing and Fixing of Scientific Doors as per Technical Specifications. | Sqm |  | APTS | 12500
52 |  | Supply, Fabrication and Erection on site MS Emergency Exit Staircase with MS railing confirming to IS 1161 to 1st Floor including Earthwork excavation, PCC 1:4:8 prop., Thermo Mechanically treated steel, RCC M 25 grade Concrete in foundation, Heavy-duty anchor HSL-3-G M16/25 Anchor Bolts, complete as per Technical specifications for finished item of work as directed by the Engineer-in-Charge. | No |  | APTS | 600000
53
54 |  | Earth work excavation for foundations (Manual Means) of buildings, septic tank, sump, compound wall in ordinary soils and depositing on bank with an initial lead of 10m and depth up to 3m including all operational,incidental, labour charges such as shoring, sheeting, planking, strutting etc., and overheads & contractors profit complete for finished item of work excluding dewatering charges etc., as per SS 20 B(APSS 308) (Open Drain) |  |  |  | 237
55
56 |  | Plain Cement Concrete (1:4:8) (cement: fine aggregate: Coarse aggregate) for foundations and under flooring bed using coarse aggregate 40mm size hard , machine crushed granite from approved quarry including cost and conveyance of all materials like cement, sand, coarse aggregate, water etc. to site, including sales & other taxes on all materials and including all charges for machine mixing, laying concrete in foundations and under flooring bed, ramming in 15 cm layers finishing top surface to the required level curing etc., and overheads & contractors profit complete for finished item of work. (APSS No. 402) (Open Drain & Open to sky area) |  |  |  | 3859
57
58 |  | Plain Cement Concrete (1:5:10) (cement: fine aggregate: Coarse aggregate) for foundations and under flooring bed using coarse aggregate 40mm size hard , machine crushed granite from approved quarry including cost and conveyance of all materials like cement, sand, coarse aggregate, water etc. to site, sales & other taxes on all materials and including all charges for machine mixing, laying concrete in foundations and under flooring bed, ramming in 15 cm layers finishing top surface to the required level curing etc.,and overheads & contractors profit complete for finished item of work. (APSS No. 402) Ground Floor ( Connecting corridor ) |  |  |  | 3681
59
60 |  | Plain Cement Concrete (1:3:6) nominal mix using 40mm size machine crushed hard granite metal (coarse aggregate) in (2:1) ratio from approved quarry including cost and conveyance of all materials like cement, fine aggregate (sand), coarse aggregate, water etc. to site, sales & other taxes on all materials, all charges for mixing, laying concrete in position, curing charges, overheads & contractors profit etc., for finished item of work for C.C Bed in masonry walls. |  |  |  | 4178
61
62 |  | Providing Thermo Mechanically Treated (TMT) (Fe-500/500D/550D from Primary producer TATA, SAIL, VSP.JSW&Shyam Steel etc as per IS 1786-2008) of different diameters for RCC works, including labour charges for straightening, cutting, bending to required sizes and shapes, placing in position with cover blocks of approved materials and size and tying and lap-splicing with binding wire of 18 SWG, forming grills for reinforcement work as per approved designs and drawings, including cost and conveyance of steel bars, including all wastages such as overlaps, couplings, chairs, spacer bars including cost and conveyance of binding wire, cover blocks and all incidental, operational, labour charges such as cutting. bending, placing in position, tying including sales and other taxes on all materials etc. ,and overheads & contractors profit complete for finished item of work. APSS No. 126) For Chajjas & Lintels |  |  |  | 64900
63
64 |  | Supplying and fixing of 7.5mm thick Aluminium Grill (as approved by the department) 3.58 Kg/Sqm including cost and conveyance of all materials, accessories, labour charges for transportation, erection at site, overheads and contractor profit etc., complete for finished item of work. (For Electrical Panel Room) |  |  |  | 1009
65
66
67 |  | Flooring with 16 to 18 mm thick high polished granite st slabs black colour as approved by the Engineer-in-Charge of length not less than 2.43 mts set over base coat of cement mortar (1:8) , 20mm thick using screened sand over CC bed already laid or RCC roof slab including neat grey cement slurry of hy like consistency spread @ 3.3 Kg per sqm and jointed neatly with white cement paste mixed with pigment of matching shade to full depth including cost and conveyance of all materials like cement , sand , water , granite slabs etc., to work site and all operational, incidental labour & lift charges, half rounding the edge , polishing charges and all other taxes on all materials, cost of base coat and overheads & contractors profit complete for finished item of work for platforms (S.S.701 & special) (At room entry) |  |  |  | 4136
68
69 |  | Supplying and fixing of 30mm thick Wood Plastic Composite (WPC) Door shutter, comprising of 70% virgin polymer, 15% wood powder (fiber), and the remaining 15% additives, the door shutter shall be water resistant, fire resistant and termite resistant, with Tensile Strength not less than 170 Kgf/cm2 and the door shutters surface finished deco paint etc., complete excluding cost of hinges, latches, aldrops etc., and including ISI marked Stainless Steel fixtures 3 Nos. butt hinges (IS:205) of 75mm long, 1 No. aldrop (IS:15834) 200 mm long, 1 No. tower bolt (IS:15833) of 100 mm x 10mm dia, 1 No. 105mm long handles (IS:208), including labour charges for fixing the frame in position, fixing the shutter to the frame etc., including overheads & contractors profit complete for finished item of work as per APSS 1001 & 1002. (The vertical frame of door shall be embedded in flooring for deth of not less than 10mm) (1000mm x 2100mm) (Toilets) |  |  |  | 2935
|  | Providing and fixing factory made solid Wood Polymer Composite (WPC) single extruded Door Frame section of 100*65 MM with encapsulation of 6 MM rigid layer on all external surfaces. The door frame will have a rebate of 32MM/ 37 MM. The two Vertical members are to be joined together with the horizontal member using 8x75MM long MS Star full thread screws to be used with reverse forward speed control hand rilling machine. The ready/assembled door frame is fixed to wall using Z Hand fast 300 MM long hold fast. (For Toilets) |  |  |  | 669
|  | Supply and fixing of Aluminium Frame work with supporting Aluminium sections of size 40×25mm of 2mm thick for outer frame & verticals ,of size 40x20mm of 2mm thick High Pressure Laminated (HPL) Cubicals including fixing the required number of screws bolts,ss butt hinges ss tower bolt ,ss handles and also silicon jell and nut including labour charges for fixing the frame in position using High Pressure Laminated Boards Sheet, including cost and conveyance of all materials etc., complete as directed as approved by Engineer-in-charge during execution including overheads & contractors profit etc., complete for finished item of work. (For Toilets) |  |  |  | 7000
|  | Providing and placing on terrace (at all floor levels) polyetheylene water storage tank with double layer approved brand and manufacture with cover and suitable locking arrangement and making necessary holes for inlet and outlets and over flow pipes but without fittings and base support for tanks including cost and conveyance of all materials and labour charges , overheads & contractors profit complete for finished item of work. (Storage Tanks) |  |  |  | 7
|  | Providing 110 mm Dia ISI marked PVC down water take pipes with socket, 2.5mm thick 4.0 kg/sq.cm pressure of ISI marked including cost of necessary PVC Bends, shoes, iron / PVC clamps and all other accessories and fixing in position including cost and conveyance of all materials, sales & other taxes on materials to site, operational & incidental charges including all labour charges for fixing at site etc., and overheads & contractors profit complete for finished item of work. (APSS No. 1328) (Rain water down take pipe from terrace) |  |  |  | 255
|  | Supplying and fixing of SWR PVC pipes (Prince/Sudhakar/Kisan/Supreme or any ISI brand) 4 Kg/Sq.cm. and fixing all special such as plain bends, off sets, door bends, single junctions, double junctions as per site requirement, fixing with PVC clamps if necessary with required number of Bombay nails including cost and conveyance of all materials to site, labour charges, overheads & contractors profit complete for finished item of work at all floor levels. (APSS No. 1302 1319 & 1326) (All floors) |  |  |  | 208
|  | Supply and Fixing of name Boards with approved names on Acrylic sheet including cost of materials, cutting printing names and fixing particulars location labour charges etc., complete for finished item of work Acrylic 3mm signage boards for Size 6"x24" (Item already approved in Genetic Lab, NIMS work) |  |  |  | 850
|  | Description | Units | Qty | Make/Model | R/Unit | IVF Rate | SOTC Rate
|  | C Shaped Sitting Height Work Bench (750mm) - Instrumentation Room 1 & 2 | No | 2 | Labofab | 260000
|  | J Shaped Sitting Height work Bench with Sink (750mm) - Dissolution Lab | No | 1 | Labofab | 260000
|  | Standing Height Works Bench (900mm) - Wet Analysis Lab, Hot Z, Incubation, BET & LBPC | No |  | Labofab | 80000
|  | Standing Height Work Bench with Sink - Wet Analysis Lab 1 & 2 | No | 2 | Labofab | 170000
|  | L Shaped Standing Height Work Bench with Sink - Wash Area 1 & 2, water purification 1 & 2, dissolution room 1 & 2 | No | 6 | Labofab | 130000
|  | Standing Height Island Work Bench - Wet Analysis Lab 1 & 2 | No | 2 | Labofab | 210000
|  | Standing Height Anti Vibration Tables | No | 17 | Labofab | 25000
|  | Vertical Storage Cabinet | No | 10 | Labofab | 31500
|  | Sitting Height Work Bench (750mm) - Sample and Coding Room, AAS Room,GC Room | No |  | Labofab | 90000
|  | Sitting Height Work Bench with H-frame table - AAS Room | No |  | Labofab | 130000
|  | Overhead Wall Storage Cabinets | No | 22 | Labofab | 9000
|  | Lab Chairs Type II | No |  | Indigenioius | 6435
|  | Task Chairs SSO - 1 Documentation Room | No |  | Indigenioius | 8700
|  | Manager Chair | No | 2 | Indigenioius | 15000
|  | Linear work Stations - Documentation Room 1 & 2 | No | 2 |  | 40000
|  | Manager Work Station | No | 2 | Indigenioius | 30500
|  | Spot Extractors | No | 22 | Indigenioius | 19500
|  | 5 Feet Bench Top Fume Hood | No | 2 | Labofab | 174000
|  | Vertical Hot air ovens | No | 2
|  | Muffle furnace | No | 5 | Labtherm
|  | Thermostatic water bath | No | 5 | Roch (i-therm AI-7781)
|  | Disintegration Test Apparatus | No | 5 | Electrolab
|  | Dissolution Auto sampler with bath | No | 5 | Electrolab
|  | Dissolution apparatus normal with bath | No | 5 | Lanindia (DS 8000)
|  | Dissolution media Degasser with dispenser | No | 5 | Electrolab
|  | Water purification system | No | 5 | Milli - Q (EQ 7000)
|  | Sonicator | No | 5 | DSA
|  | Hot Air oven | No | 5 | Shivaki
|  | Glassware washing machine | No | 5
|  | Racks for keeping glassware | No | 5
|  | Autotitrator with Karlfisher | No | 5 | Labindia
|  | Centrifuge | No | 5 | REMI (R8C)
|  | Shaker | No | 5 | Labindia
|  | pH meters | No | 5 | Mettler Toledo
|  | Mobile Phase Filtration set up | No | 5
|  | Analytical balance with printer | No | 5
|  | Rough balance | No | 5
|  | High Performance Liquid Chromatography (HPLC) | No | 5 | Shimadzu
|  | PDA Detector Extra attached to the instrument | No | 5
|  | UV-vis Spectrophoto meter | No | 5 | Labindia (UV 3000 +) & Agilent Technologies
|  | Refrigerators | No | 5
|  | Description | Units | Qty | Make/Model | R/Unit | IVF Rate | SOTC Rate
|  | All Plumbing items Sanitary fittings complete as specified in the Technical Specifications in Toilets or Washrooms. | JOB | 6 | APTS | 310000
|  | Supplying and fixing 15 mm brass body CP finish bib tap of not less than 300 grams weight screw type full turn with internal/external threaded connection conforming to IS 8931 as approved by the Engineer-In-Charge including cost and conveyance of all materials, labour charges, overheads and contractors profit complete for finished item of work in all floors. | No |  |  |  | 881 | 540
|  | Supply and fixing of Ashirvad/ Ajay/ Astral Flowguard or equivalent CPVC Pipes and Fittings SDR 13.5 to meet the requirement of ASTM-D 2846 and are produced in CTS Copper Tube Sizes 1/2inches to 2inches for hot and cold water IS 15778:2007 including cost and conveyance of all materials to site, labour charges for fixing, complete for finished item of work at all floor levels. 15.90mm OD pipe | Rmt |  |  |  | 199 | 270
|  | Supply and fixing of Ashirvad/ Ajay/ Astral Flowguard or equivalent CPVC Pipes and Fittings SDR 13.5 to meet the requirement of ASTM-D 2846 and are produced in CTS Copper Tube Sizes 1/2inches to 2inches for hot and cold water IS 15778:2007 including cost and conveyance of all materials to site, labour charges for fixing,complete for finished item of work at all floor levels. 22.20mm OD pipe | Rmt |  |  |  | 229 | 360
|  | Supplying and fixing of SWR PVC pipes Prince/Sudhakar/ Kisan /Supreme or any ISI brand 4 Kg/Sq.cm. and fixing all special such as plain bends, off sets, door bends, single junctions, double junctions as per site requirement, fixing with PVC clamps if necessary with required number of Bombay nails including cost and conveyance of all materials to site, labour charges, complete for finished item of work at all floor levels. APSS No. 1302 1319 and 1326 - 75mm dia | Rmt |  |  |  | 327 | 450
|  | Supplying and fixing of SWR PVC pipes Prince/Sudhakar/Kisan /Supreme or any ISI brand 4 Kg/Sq.cm. and fixing all special such as plain bends, off sets, door bends, single junctions, double junctions as per site requirement, fixing with PVC clamps if necessary with required number of Bombay nails including cost and conveyance of all materials to site, labour charges, complete for finished item of work at all floor levels. APSS No. 1302 1319 and 1326- 110mm dia | Rmt |  |  |  | 444 | 540
|  | Supplying and fixing Bronze Gate/ Globe valve as per IS - 778 Class - I, Indian make heavy type including cost and conveyance of all materials , labour charges , overheads and contractors profit complete for finished item of work. 25mm Nominal bore | No |  |  |  | 1750 | 1440
|  | Supplying and fixing of 4inches 101.6mm multi floor trap with jali - UPVC/SWR pipe fittings as per site requirements with standard practice for all floors including cost and conveyance of all materials to site, labour charges ,etc., complete for finished item of work. | No |  |  |  | 220 | 270
|  | Supplying and fixing Indian make Flat Back Wash Hand Basin 1st quality conforming to IS:2556-Part-4:1972 of size 550mm x 400mm with 32 mm nominal size C.P. Fitting with parallel pipe thread conforming to IS:2963- 1979 and fitted with 15 mm nominal bore Chromium Plated Pillar Tap of 1st quality Indian make heavy duty complete with standard CI brackets including wooden blocks ,1 No.12.70mm PVC connection with brass union nuts CP coated , angle stop cock 12.70mm dia. first quality Indian make heavy duty, 30mm dia. PVC flexible waste pipe 914.4mm length of 1st quality including cost and conveyance of all materials to site, labour charges, for finished item of work | No |  |  |  | 3800 | 3600
|  | Supply, Installation and commissioning approved make floor mounted Anglo Indian wash down EWC conforming to IS:2556 Part 8-2004 suit with P or S trap with dual flush porcelain cistern fixed on wash down EWC with all internal parts of dual flush cistern, ultra solid seat cover of approved make with rubber buffer and cap and 15 mm angle stop cock and 450 mm long PVC inter connection pipe wall flanges all of approved make etc. complete for finished item of work in all respects: TBSP-E.II-03 | No |  |  |  | 7590 | 6300
|  | Supplying and fixing Chromium plated finish brass body quarter turn Bibcock cum Health Faucet with 1m long tube and wall hook with necessary fittings etc., complete including cost and conveyance of all materials, labour charges, complete for finished item of work in all floors. | No |  |  |  | 4580 | 3600
|  | Supplying and fixing CP finish brass soap dish of approved make ISI quality including cost and conveyance of all materials, labour charges for fixing, for finished item of work in all floors | No |  |  |  | 872 | 1100
|  | Supplying and fixing TV shape mirror with plastic frame of size 609.6mm x 457.2mm, plywood back with NP screws 1st quality including cost and conveyance of all materials, labour charges, for finished item of work in all floors. | No |  |  |  | 727 | 630
|  | Supplying and fixing of CP finish brass wall mounted towel ring | No |  |  |  | 872
|  | Supplying and fixing 15 mm brass body CP finish self closing tap push type conforming to IS 1711 as approved by the Engineer-In-Charge including cost and conveyance of all materials, labour charges, complete for finished item of work in all floors. | No |  |  |  | 418 | 720
|  | Supply and Fixing of white glazed flat back bowl urinals | Nos | 2 |  |  |  | 2700
|  | TV shape mirror with plastic frame of size 609.6mm x 457.2mm | Nos | 4 |  |  |  | 630
|  | 25.4mm dia , 609.6mm long aluminium anodized towel rods | Nos |  |  |  |  | 540
|  | Supply and fixing of Aluminium Frame work with supporting Aluminium sections of size 40×25mm of 2mm thick for outer frame & verticals ,of size 40x20mm of 2mm thick High Pressure Laminated (HPL) Cubicals including fixing the required number of screws bolts,ss butt hinges ss tower bolt ,ss handles and also silicon jell and nut including labour charges for fixing the frame in position using High Pressure Laminated Boards Sheet, including cost and conveyance of all materials etc., complete as directed as approved by Engineer-in-charge during execution including overheads & contractors profit etc., complete for finished item of work. (For Toilets) | Sqm |  |  | 7000
|  | Providing and fixing factory made solid Wood Polymer Composite (WPC) single extruded Door Frame section of 100*65 MM with encapsulation of 6 MM rigid layer on all external surfaces. The door frame will have a rebate of 32MM/ 37 MM. The two Vertical members are to be joined together with the horizontal member using 8x75MM long MS Star full thread screws to be used with reverse forward speed control hand rilling machine. The ready/assembled door frame is fixed to wall using Z Hand fast 300 MM long hold fast. (For Toilets) | Sqm |  |  | 669
|  | Providing impervious coat to exposed RCC roof slab surfaces as per Technical Specifications First floor | Sqm |  | APTS | 568
|  | Flooring with non skid full body ceramic floor tiles as per Technical Specifications First Floor | Sqm |  | APTS | 1134
|  | Providing dadooing to walls with glazed full body porcelain wall tiles as per Technical Specifications. First Floor | Sqm |  | APTS | 1134
|  | Description | Units | Qty | Make/Model | R/Unit | IVF Rate | SOTC Rate | Room Names
|  | 1.5 TR Split AC | No | 4 | APTS | 137720 |  | 150000 | WATER PURIFICATION ROOM-1 & 2, OFFICER ROOM-1 & 2
|  | 2 TR Split AC | No | 5 | APTS | 167760 |  | 210000 | BALANCE ROOM-1 & 2, DOCCUMENTATION ROOM-1 & 2, STAFF DINING ROOM
|  | 5.5 TR DSU | No |  | APTS | 196000 |  | 900000
|  | 8.5 / 11 TR DSU | No | 4 | APTS | 322000 |  | 1000000 | INSTRUMENTATION ROOM-1 & 2 , WET ANALYSIS LAB-1 & 2
|  | Description | Units | Qty | Make/Model | R/Unit | IVF Rate | SOTC Rate
|  | Supply erection testing and commissioning Fire Detection and Alarm System including all accessories complete as per the Technical Specifications. | JOB |  | APTS | 959201
Fire Alarm
|  | Supply and Fixing of ABC Powder MAP 4 Kg Fire extinguisher complete as per the Technical Specifications. | No |  | APTS | 5670
|  | Supply and Fixing of ABC Powder MAP 2 Kg Fire extinguisher complete as per the Technical Specifications. | No |  | APTS | 4570
|  | Supply and fixing of Photoluminiscent Safety Signages and Lab Name Boards etc as per the Technical Specifications. | JOB |  | APTS | 40000
Extinguishers & Signages
|  | Supply erection testing and commissioning 30KVA UPS System including cost of Supply, transportation and fixing of 12V 100 AH SMF batteries 32 No including wire leads.complete as per the Technical Specifications. | JOB |  | APTS | 1378000
UPS
|  | Supply erection testing and commissioning of Teleph lines including wires, jacks, distribution boxes with backmount frame, connector, pwder coated metal body with lock and key arrangement, etc as per the Technical Specifications. | JOB |  | APTS | 150000
Teleph
|  | Supply erection testing and commissioning of LAN System including Cat 6 RJ 45 outlets, Cat 6 UTP cable, network racks with power spike and accessories, 24 port and 48 port manageble switches etc as per the Technical Specifications. | JOB | 90 | APTS | 280000
LAN System
|  | Supply Installation testing and commissioning of Public Address System etc as per the Technical Specifications. | JOB | 20 | APTS | 256000
Public Address
|  | Supply installation testing and commissioning of IP based Digital Teleph EPABX System etc as per the Technical Specifications. | No |  | APTS | 337000
EPBAX
|  | Supply erection testing and commissioning of Access Control System as per the Technical Specifications. | No | 2 | APTS | 150000
|  | Supplying of Access Control System Cards with Reading Software to enable restricted access in the DCA Laboratory, including cost and conveyance of all materials etc., complete for finished item of work. |  | 25 |  | 230
Access Control
|  | Supply Installation Commissioning and Validation of Heat Ventilation and Airconditioning HVAC System as detailed in the Technical Specifications | JOB |  | APTS | 12386544
HVAC
|  | Supply erection testing and commissioning of RO Water Purification System of 500 LPH capacity to connect to the existing supplying system as per the directions of the Engineer-in-Charge and as per the Technical Specifications. | No |  | APTS | 350000
RO
|  | Supply Installation and Commissioning of Gas Distribution System as detailed in the Technical Specifications. | JOB |  | APTS | 1298000
GDS
|  | Supply Installation and Commissioning of PPFRP Exhaust System Polypropylene Fibre Reinforced Plastic as detailed in the Technical Specifications | JOB | 1 | Vajra | 1800000
PPFRP Exhaust
|  | Supply and Laying of ISI 25mm outer dia heavy grade with IS:9537 part 3 rigid PVC pipe concealed in Roof Slabs with all required PVC / Metallic Deep Boxes including masonary work and labour charges etc., complete. Makes : Sudhakar / Finolex / Modi / VIP / Precision / Universal / Million Plast / Gold / Polycab / DEC | RM | 450 |  | 102
|  | Supply and laying of ISI 25mm outer dia medium grade, with IS:9537 part 3 rigid PVC concealed in wall with all required PVC / Metallic Junction Boxes including masonary work and labour charges etc., Makes:- Sudhakar / Finolex / Modi / VIP / Precision / Universal / Million Plast / Gold / Polycab / DEC. | RM | 3400 |  | 107
|  | Supply and erecting PVC / GI / MS Galvanished fan hook box with hook in RCC slab including all Labour charges etc., complete. | EACH | 60 |  | 158
WIRING
|  | Wiring with run of 2 of 1.5 Sqmm FRLSH / HFFR PVC insulated 1100V grade as per IS:694/1990, IS 17048 specification for Copper cable. in existing PVC conduit pipe including Supply and fixing of Jumbo Ceiling rose and 6A/10A ISI Mark 1way Modular switch with required modular box and cover frame in existing Surface or Concealed pipe wiring including cost and conveyance of all material and all labour charges etc., complete for light, Fan, Exhaust fan and bell points in R.B. Makes of wires : Finolex / RR kabel / Havells / Polycab / Finecab Gold (HFFR) / GM(HFFR) / Gold Medal(HFFR) / Million (HFFR) / KEI (HFFR) / V-Guard (HFFR) / DEC (FRLS / HFFR) / Avocab (HFFR) / Fortune Arrt (HFFR) / Nakoda (HFFR) / HPL (HFFR). Makes of switches : Legrand Arteor / Schneider Zen celo / Hywell Blenge Plus / Cabtree Amare / Logus Platina / Gold Medal GIFA / GM-Zenova/ L&T- Englaze. | POINT | 300 |  | 935
|  | Supply and fixing of 10A 3/2 Pin 2 Module Modular Socket with shutter with 6 / 10A 1 Way 1 Module Modular Switch, 3 Module box with cover frame in Common switch board including cost and conveyance of all materials and all labour charges etc., complete in N.R.B. / R.B. Makes of switches : Legrand Arteor / Schneider Zen celo / Hywell Blenge Plus / Cabtree Amare / Logus Platina / Gold Medal GIFA / GM-Zenova/ L&T- Englaze. | Each | 70 |  | 716
|  | Supply and fixing of 6 / 10A 1 Way 1 Module Modular Switches - 2 Nos and 10A 3/2 Pin 2 Module Modular Socket with shutter - 2 Nos Modular type with cover plate and GI switch box fixing on separate board including all labour charges etc., complete. Makes of switches : Legrand Arteor / Schneider Zen celo / Hywell Blenge Plus / Cabtree Amare / Logus Platina / Gold Medal GIFA / GM-Zenova/ L&T- Englaze. | Each | 40 |  | 1301
|  | Supply and fixing of 16A / 6A 2 Module Combi Socket Modular Socket with shutter with 16A/20A 1 Way 1 Module Modular Switch fixed on suitable size Modular box with required cover frame including with connections, cost and conveyance of all material and all labour charges etc., complete Makes of switches : Legrand Arteor / Schneider Zen celo / Hywell Blenge Plus / Cabtree Amare / Logus Platina / Gold Medal GIFA / GM-Zenova/ L&T- Englaze. | Each | 300 |  | 846
|  | Supply and fixing of following switches and sockets modular type on suitable size Modular deep box with cover frame including cost and coveyance of all material and all labour charges etc., complete with following configurations 1) 16A / 6A 2 Module Combi Socket Modular Socket with shutter - 1 No 2) 16A/20A 1 Way 1 Module Modular Switch. - 1 No 3) 10A 3/2 Pin 2 Module Modular Socket with shutter - 1 Nos. 4) 6 / 10A 1 Way 1 Module Modular Switch – 1 Nos. including cost and coveyance of all material and all labour charges etc., complete for Computer, LAB and OTs Use Makes of switches : Legrand Arteor / Schneider Zen celo / Hywell Blenge Plus / Cabtree Amare / Logus Platina / Gold Medal GIFA / GM-Zenova/ L&T- Englaze. | Each | 50 |  | 1432
|  | Supply and fixing of following switches and sockets modular type on suitable size Modular deep box with cover frame including cost and coveyance of all material and all labour charges etc., complete with following configurations. 1) 16A / 6A 2 Module Combi Socket Modular Socket with shutter - 2 Nos 2) 16A/20A 1 Way 1 Module Modular Switch. - 2 Nos 3) 10A 3/2 Pin 2 Module Modular Socket with shutter - 2 Nos. 4) 6 / 10A 1 Way 1 Module Modular Switch - 2 Nos. including cost and coveyance of all material and all labour charges etc., complete for LAB,ICU's and OTs Use Makes of switches : Legrand Arteor / Schneider Zen celo / Hywell Blenge Plus / Cabtree Amare / Logus Platina / Gold Medal GIFA / GM-Zenova/ L&T- Englaze. | Each | 70 |  | 2846
RUN of MAINS
|  | Supply and Run of 1 of 1.5 sq.mm (Earth) FRLSH / HFFR PVC insulated 1100V grade as per IS:694/1990, IS 17048 specification for Copper cable. specifications for Copper cable in the existing conduict pipe for earth continuity inlcuding all labour charges etc., complete. Makes of wires : Finolex / RR kabel / Havells / Polycab / Finecab Gold (HFFR) / GM(HFFR) / Gold Medal(HFFR) / Million (HFFR) / KEI (HFFR) / V-Guard (HFFR) / DEC (FRLS / HFFR) / Avocab (HFFR) / Fortune Arrt (HFFR) / Nakoda (HFFR) / HPL (HFFR). | RM | 1700 |  | 37
|  | Supply and Run of 3 of 2.5 sq.mm (phase, neutral and earth) FRLSH / HFFR PVC insulated 1100V grade as per IS:694/1990, IS 17048 specifications for Copper cable of in existing conduit pipe for individual lighting circuits including labour charges etc., complete as required for switch boards. Makes of wires : Finolex / RR kabel / Havells / Polycab / Finecab Gold (HFFR) / GM(HFFR) / Gold Medal(HFFR) / Million (HFFR) / KEI (HFFR) / V-Guard (HFFR) / DEC (FRLS / HFFR) / Avocab (HFFR) / Fortune Arrt (HFFR) / Nakoda (HFFR) / HPL (HFFR). | RM | 2600 |  | 166
|  | Supply and Run of 3 of 4.0 sq mm (phase neutral and earth) FRLSH / HFFR PVC insulated 1100V grade as per IS:694/1990, IS 17048 specifications for Copper cable of in existing pipe for power points and AC Sockets inlcuding all labour charges etc., complete. Makes of wires : Finolex / RR kabel / Havells / Polycab / Finecab Gold (HFFR) / GM(HFFR) / Gold Medal(HFFR) / Million (HFFR) / KEI (HFFR) / V-Guard (HFFR) / DEC (FRLS / HFFR) / Avocab (HFFR) / Fortune Arrt (HFFR) / Nakoda (HFFR) / HPL (HFFR). | RM | 2100 |  | 239
|  | Supply and Run of 3 of 6.0 sq mm (phase neutral and earth) FRLSH / HFFR PVC insulated 1100V grade as per IS:694/1990, IS 17048 specifications for Copper cable of in existing pipe for SPNDB's incoming inlcuding all labour charges etc., complete. Makes of wires : Finolex / RR kabel / Havells / Polycab / Finecab Gold (HFFR) / GM(HFFR) / Gold Medal(HFFR) / Million (HFFR) / KEI (HFFR) / V-Guard (HFFR) / DEC (FRLS / HFFR) / Avocab (HFFR) / Fortune Arrt (HFFR) / Nakoda (HFFR) / HPL (HFFR). | RM | 600 |  | 336
|  | Supply and Run of 5 of 6.0 Sq.mm FRLSH / HFFR PVC insulated 1100V grade as per IS:694/1990, IS 17048 specifications for Copper cable in the existing conduict pipe for run of mains from VTPN / Panel Board to TPN DB"s with pin type lugs and connections etc., complete. [for LDBs & 4P MCB's ] Makes of wires : Finolex / RR kabel / Havells / Polycab / Finecab Gold (HFFR) / GM(HFFR) / Gold Medal(HFFR) / Million (HFFR) / KEI (HFFR) / V-Guard (HFFR) / DEC (FRLS / HFFR) / Avocab (HFFR) / Fortune Arrt (HFFR) / Nakoda (HFFR) / HPL (HFFR). | RM | 550 |  | 568
|  | Supply and Run of 5 of 10.0 Sq.mm FRLSH / HFFR PVC insulated 1100V grade as per IS:694/1990, IS 17048 specifications for Copper cable in the existing conduict pipe for run of mains from VTPN / Panel Board to TPN DB"s with pin type lugs and connections etc., complete. [for PDBs] Makes of wires : Finolex / RR kabel / Havells / Polycab / Finecab Gold (HFFR) / GM(HFFR) / Gold Medal(HFFR) / Million (HFFR) / KEI (HFFR) / V-Guard (HFFR) / DEC (FRLS / HFFR) / Avocab (HFFR) / Fortune Arrt (HFFR) / Nakoda (HFFR) / HPL (HFFR). | RM | 550 |  | 907
DISTRIBUTION BOARDS
|  | Supply and fixing of 20A SP Plug and Socket with 20A SP MCB with SS enclosure including connections for Flush Mounting etc.,complete for AC's. Makes : Legrand-DX3 / Schneider-Acti9 / Siemens / L&T Exora / Cabtree. | Each | 10 |  | 2669
|  | Supply and fixing of FP Metal Enclosure with IP 20 Protection DB Make with 1 No 63A, 10 KA DP MCB including internal connection and labour charges for Flush Mounting etc.,complete. Makes of Enclousure : Legrand / Schneider / Siemens / L&T / Crabtree Xpro / ABB / C&S MCB Makes : Legrand-DX3 / Schneider-Acti9 / Siemens / L&T Exora / Cabtree. | Each | 10 |  | 4896
|  | Supply and fixing of 4 Way (8+12) TPN DB Horizontal with IP 43 Protection as per IS:13032 with 1 No., of 32A FP MCB 10KA, C/D Curve ISI Mark as incomer and 12 Nos 6-32 A 10KA SP MCBs 10KA, C/D Curve ISI Mark as out goings including internal connections and labour charges for FLUSH Mounting etc., complete. (For Lighting DBs) DB Makes : Legrand / Schneider / Siemens / L&T / Hager / Cabtree Xpro / ABB / C&S MCB Makes : Legrand-DX3 / Schneider-Acti9 / Siemens / L&T Exora / Cabtree. | Each | 8 |  | 14372
|  | Supply and fixing of 4 Way (8+12) TPN DB Horizontal with IP 43 Protection as per IS:13032 with 1 No., of 63A FP MCB 10KA, C/D Curve ISI Mark as incomer and 12 Nos 6-32 A 10 KA SP MCBs 10KA, C/D Curve ISI Mark as out goings including internal connections and labour charges for FLUSH Mounting etc., complete. (For Power DBs& UPS DB's) DB Makes :Legrand / Schneider / Siemens / L&T / Hager / Cabtree Xpro / ABB / C&S MCB Makes : Legrand-DX3 / Schneider-Acti9 / Siemens / L&T Exora / Cabtree. | Each | 8 |  | 15243
|  | Supply and fixing of 8 Way VTPN DB with IP 43 Protection as per IS:13032 with 1 No., of 125A 4P MCCB, Adjustable, Confirms to IS/IEC 60947-2 having Breaking Capacity 25 KA with thermal magnetic release Panel Mounted as incomer with 8 Nos of 63A TP MCBs 10KA, C/D Curve ISI Mark as Out goings including internal connections and labour charges for FLUSH Mounting etc., complete. DB Makes :Legrand / Schneider / Siemens / L&T / Hager / Cabtree Xpro. MCB Makes : Legrand-DX3 / Schneider-Acti9 / Siemens / L&T Exora / Cabtree. MCCB Makes : L&T- D sine / Schneider-NS NSX / Legrand -DP X3 / Siemens-3V / Hager-h3 / C&S -Winbreak. | Each | 4 |  | 62982
|  | Supply and fixing of cable adopteres box with cover for DBs including, massanory work etc., complete., Makes : Legrand / Schneider / Siemens / L&T / Hager / Cabtree Xpro | Each | 20 |  | 600
|  | Supply and Installation of 63A 4 Pole MCCB, Adjustable, Confirms to IS/IEC 60947-2 having Breaking Capacity 16 KA with thermal magnetic release with suitable SS Enclosure and angle iron frame work on wall / floor including all Labours charges massonry work etc complete with connections. Makes : L&T- D sine / Schneider-NS NSX/Legrand -DP X3/ Siemens-3VL / Hager-h3/C&S -Winbreak. | Each | 2 |  | 16538
|  | Supply and Installation of 125 Amps 4 Pole MCCB, Adjustable, Confirms to IS/IEC 60947-2 having Breaking Capacity 25 KA with thermal magnetic release with suitable SS Enclosure and angle iron frame work on wall / floor including all Labours charges massonry work etc complete with connections. Makes : L&T- D sine / Schneider-NS NSX/Legrand -DP X3/ Siemens-3VL / Hager-h3/C&S -Winbreak. | Each | 4 |  | 25775
Earthings
|  | Providing independent earthing for Important equipment with 40mm dia 'B' class 2.5m long G.I pipe and 19mm dia 'B' class G.I pipe of 0.3mtr. long connected with reducer providing G.I funnel with mesh enclosed in C.C/ brick massonry chamber of 450m x 450m x 400mm withR.C.C. Slab cover duly providing staggered holes filling with 20Kg Salt and 40Kg Charcoal or 40Kg bentonite powder from the bottom of the pipe giving earth connection from electrode through G.I strip of 40 x 6mm x 200mm length with all accessories and labour charges complete, as per IS specifications 732/1982 (Part II) | Each | 2 |  | 6635
|  | Providing independent earthing by exacavating a pit to a depth of 2.25Mtr in all soils as per size specified in the data for Sophisticated Electronic equipment with 600mm x 600mm x 3.15mm thick copper plate rigidly fixed to 19mm dia 'B' Class G.I Pipe of 2.5Mtr lengthwith funnel as per National Electric Code and earth connection from electrode GI strip of 40mm x 5mm x 200mm length to be bolted with nut bolts to G.I.pipe including 25mm x 3mm copper strip of 6Mtrs length connected from plate to GI strip including filling with 20Kg Salt and 40Kg Charcoal or 40Kg bentonite powder from the bottom of the pipe and providing CC / Brick massonry chamber 450mmX450mmX400mm and covered with R.C.C. Slab including all accessories and labour charges etc complete as per IS specification 732/1982 (Part II). | Each | 4 |  | 18940
|  | Supply and Run of 25mm x 6mm G.I Strip including cost of all accessories and labour charges etc., complete. | RM | 120 |  | 160
|  | Supply and Run of 25mm x 3mm copper strip (Cuurrent Carrying Capacity 270A) including cost of all accessories and labour charges etc., complete. | RM | 60 |  | 883
FIXTURES
|  | Supply, transportation and fixing of 22W +/ 10% , >/ 2300 lumens, 1200mm length LED light housing made with alluminium anodised body, wide operating voltage with PF≥0.9, Surge protection: > 2KV, THD<10%, with inbuilt driver and frosted cover CCT: 3000K - 6500K as desired by the department as per IS, minimum CRI≥80 etc., complete with 5 years warranty with BIS Certification with BIS Certification LUMINAIRE MAKE: Phillips / OSRAM / GE Venture / Wipro / Crompton / Bajaj / Havells / Jaquar / Panasonic / Halonix / HPL / Goldmedal.. LED MAKE : PHILIPS LUMILEDS / CREE / NICHIA / OSRAM / SAMSUNG / LG LEDs. Make & Model will be Approved by the Head Office / Engineer-in-charge. | Each | 20 |  | 882
|  | Supply, transportation and fixing 32-36W (>=3240 Lumens) 2' x2' (600mm x 600mm) slim panel Recessed / Surface LED luminaire Square Housing Made of Aluminum alloy with corrosion resistant powder coat, with high efficiency acrylic wide diffuser, with wide operating voltage range, Power factor > 0.9, Surge protection >2KV, System efficacy of >90 lumens/watt, CCT: 3000K - 6500K as desired by the department, CRI >80, and THD is less than 15% with non integrated driver etc., complete with 2 years warranty with BIS Certification. LUMINAIRE MAKE: Phillips / OSRAM / GE Venture / Wipro / Crompton / Bajaj / Havells / Jaquar / Panasonic / Halonix / HPL / Goldmedal.. LED MAKE : PHILIPS LUMILEDS / CREE / NICHIA / OSRAM / SAMSUNG / LG LEDs. Make & Model will be Approved by the Head Office / Engineer-in-charge. | Each | 80 |  | 3374
|  | Supply, transportation and fixing of 18 W +/-10% (>= 1800 Lumens) LED Down Light Recessed / Surface mounting round / square with housing made of Powder coated Pressure die cast aluminium housing with extended heat sink, with Protruded high efficiency diffuser, IP20, with wide operating voltage range, Power factor > 0.9, Surge protection: > 2KV, System efficacy of >100 lumens/watt, CCT: 3000K - 6500K as desired by the department and as per IS, CRI >80, and THD is less than 15% etc., complete with 5 years warranty with BIS Certification. LUMINAIRE MAKE: Phillips / OSRAM / GE Venture / Wipro / Crompton / Bajaj / Havells / Jaquar / Panasonic / Halonix / HPL / Goldmedal.. LED MAKE : PHILIPS LUMILEDS / CREE / NICHIA / OSRAM / SAMSUNG / LG LEDs. Make & Model will be Approved by the Head Office / Engineer-in-charge. | Each | 80 |  | 1848
|  | Supply, Transportation of energy efficient fan, 1200 mm sweep, aluminium body, consuming 28 W, BEE 5 star rated, ceiling fan with Brush Less Direct Current (BLDC) motor, class of insulation: B, 3 no's blades, 30 cm long down rod, 2 no's canopies, shackle'kit, safety rope, copper winding, Power Factor greater than 0.90, Service Value (CMMAV) greater than 8.5, Air delivery minimum 235 CMM, 350 RPM( tolerance as per IS:374-2019), THD less than 10%. with remote or compatible to electronic step type regulator unit for speed control and all remaining accessories including safety pin, nut bolts, washers, temperature rise = 75 degree C(max), insulation resistance more than 2 mega ohm, suitable for 230V, 50 HZ, single phase AC supply, earthing etc., including all standard accessories etc., complete. Makes : Atomberg (Efficio ) / Havells / Orient / Halonix | Each | 60 |  | 3505
|  | Supply and fixing of Modular type Stepped electronic regulator for sweep AC ceiling fans of 1200mm / 1400mm complete with connections. Makes : Legrand Arteor / Schneider Zen celo / Hywell Blenge Plus / Crabtree Amare / Logus Platina / Gold Medal GIFA / GM-Zenova/ L&T Englaze. | Each | 60 |  | 773
|  | Labour charges for Fixing of Ceiling fan including giving connections with twin core wire etc., complete. | Each | 60 |  | 207
|  | Supply and erecting 19/20mm steel tube down rod of meter length with bolts & nuts duly painted with matching colour of fan complete. | Each | 60 |  | 175
|  | Supply,Transportation of 12" (300mm) ISI, 900 RPM Heavy duty exhaust fan with metallic blades wiremesh with all accessories etc complete. Makes : Crompton / Almounard / Havells Turbo Force. | Each | 10 |  | 3952
|  | Labour charges for fixing of Exhaust fan in wall with necessary connections and masonary work including material of making hole, finishing etc., complete. | Each | 10 |  | 849
|  | Supply and fixing of GI louver shutter including GI mesh to avoid birds entry with necessary materials suitable for 300mm(12 inches) Exhaust fan. | Each | 10 |  | 205
CABLE TRAYS PERFORATED
|  | Supply and Installation of 150mm x 50mm x 2mm thick GI perforated cable tray with out cover along with required angle supports, with coupler plates, Anchor bolts and nuts etc complete and the tray should be fitted on the wall / Ceiling etc. complete. Makes: DEC/MNR/ H FAB or equivalent | MTR | 50 |  | 886
|  | Supply and Installation of 300mm x 50mm x 2mm thick GI perforated cable tray with out cover along with required angle supports, with coupler plates, Anchor bolts and nuts etc complete and the tray should be fitted on the wall / Ceiling etc. complete. Makes: DEC/MNR/ H FAB or equivalent | MTR | 100 |  | 1227
|  | Supply , fabrication and transportation of MS channel iron/ angle iron /flats including two coats of aluminium paint and coat of red oxide paint including all labour charges etc complete. | KG | 150 |  | 142
Lighting Panel
|  | Supply installation testing and commissioning of 3 phase and neutral 415V free standing floor mounted indoor Type MV panel made out of No.16/14 gauge CRCA sheet steel after 7 tank process and painting with powder coating. The panel shall consists of suitable rating TPN Alluminium busbar ( with rating of 0.8A/ Sqmm)supported with DMC /SMC barriers and colour coaded with heat shrinkable sleeves, flexibiltioy to accept the up four out going cables and necessary cable chamber . The panel shall have comprised of following switch gear . Including supply and fixing the same and painting with powder coating including internal connections cost and conveyance of all materials & labour charges. | Each | 1 |  | 282182
Incomer: Supply of 160A 4-pole MCCB Adjustable, Confirms to IS/IEC 60947-2 having Breaking Capacity 25 kA with thermal magnetic release Panel Mounted-1 No Makes : LK (L&T) - D sine / Schneider-NS NSX/Legrand -DP X3/ Siemens-3V / Hager-h3 / C&S -Winbreak / BCH
Outgoing: Supply of 125 A 3-pole MCCB Adjustable, Confirms to IS/IEC 60947-2 having Breaking Capacity 25 kA with thermal magnetic release Panel Mounted-6 Nos Makes : LK (L&T) - D sine / Schneider-NS NSX/Legrand -DP X3/ Siemens-3V / Hager-h3 / C&S -Winbreak / BCH
Supply of 63 A 3-pole MCCB Adjustable, Confirms to IS/IEC 60947-2 having Breaking Capacity 16 kA with thermal magnetic release Panel Mounted-4 Nos Makes : LK (L&T) - D sine / Schneider-NS NSX/Legrand -DP X3/ Siemens-3V / Hager-h3 / C&S -Winbreak / BCH
0-415V volt Digital meter of size 96x96mm on exisiting box / panel board including connections etc., complete of CONZERVE / ELMEASURE / MECO / HPL MAKE. - 1 No.
0-100 / 200 / 400 / 600 /1000 - 5A CT Digital Ammeter of size 96x96mm on existing box / panel board including connections etc., complete of CONZERVE / ELMEASURE / MECO / HPL MAKE. - 1 No.
Analog selector switch for voltmeter / Ammeter on the existing box / panel including connections etc., complete. L&T / C&S / SALZAR / HPL MAKE. - 2 Nos
Analog LED indicator lamps on the existing box / panel board.L&T / C&S / SALZAR / HPL MAKE. - 3 Nos.
32A fuse bases with 2A control fuses. Makes : C&S / GM / Million / Gold Medal-3 Nos
Analog LT current transformer with bar primary 100/5A to 1000 / 5A ratio in the existing box / panel including connections etc., complete. KAPPA MAKE. - 3 Nos.
Labour charges etc complete with connections for Finished item of work.
Power Panel
|  | Supply installation testing and commissioning of 3 phase and neutral 415V free standing floor mounted indoor Type MV panel made out of No.16/14 gauge CRCA sheet steel after 7 tank process and painting with powder coating. The panel shall consists of suitable rating TPN Alluminium busbar ( with rating of 0.8A/ Sqmm)supported with DMC /SMC barriers and colour coaded with heat shrinkable sleeves, flexibiltioy to accept the up four out going cables and necessary cable chamber . The panel shall have comprised of following switch gear . Including supply and fixing the same and painting with powder coating including internal connections cost and conveyance of all materials & labour charges. | Each | 1 |  | 374911
Incomer: Supply of 250A 4-pole MCCB Adjustable, Confirms to IS/IEC 60947-2 having Breaking Capacity 36 kA with thermal magnetic release Panel Mounted. Makes : LK (L&T) - D sine / Schneider-NS NSX/Legrand -DP X3/ Siemens-3V / Hager-h3 / C&S -Winbreak / BCH
Outgoings: Supply of 160A 3-pole MCCB Adjustable, Confirms to IS/IEC 60947-2 having Breaking Capacity 25 kA with thermal magnetic release Panel Mounted. Makes : LK (L&T) - D sine / Schneider-NS NSX/Legrand -DP X3/ Siemens-3V / Hager-h3 / C&S -Winbreak / BCH -4 Nos
Supply of 125 A 3-pole MCCB Adjustable, Confirms to IS/IEC 60947-2 having Breaking Capacity 25 kA with thermal magnetic release Panel Mounted. Makes : LK (L&T) - D sine / Schneider-NS NSX/Legrand -DP X3/ Siemens-3V / Hager-h3 / C&S -Winbreak / BCH- 4Nos
63A / 60A 3 Pole MCCB, Adjustable, Confirms to IS/IEC 60947-2 having Breaking Capacity 16 KA with thermal magnetic release Panel Mounted.- 6 Nos. Makes : L&T- D shine / Schneider-NS NSX / Legrand -DP X3 / Siemens-3VL / Hagerh3 / C&S -Winbreak - 6 Nos
0-415V volt Digital meter of size 96x96mm on exisiting box / panel board including connections etc., complete of CONZERVE / ELMEASURE / MECO / HPL MAKE. - 1 No.
0-100 / 200 / 400 / 600 /1000 - 5A CT Digital Ammeter of size 96x96mm on existing box / panel board including connections etc., complete of CONZERVE / ELMEASURE / MECO / HPL MAKE. - 1 No.
Analog selector switch for voltmeter / Ammeter on the existing box / panel including connections etc., complete. L&T / C&S / SALZAR / HPL MAKE. - 2 Nos
Analog LED indicator lamps on the existing box / panel board.L&T / C&S / SALZAR / HPL MAKE. - 3 Nos.
32A fuse bases with 2A control fuses. Makes : C&S / GM / Million / Gold Medal-3 Nos
Analog LT current transformer with bar primary 100/5A to 1000 / 5A ratio in the existing box / panel including connections etc., complete. KAPPA MAKE. - 3 Nos.
Labour charges etc complete with connections for Finished item of work.
UG Cable
Supply of the Following XLPE insulated, 1100V grade armoured alluminium cable with ISI mark as per specification confirming to IS:7098 (Part - I) Makes : Torrent / Unicab / Universal / Polycab / Havells / Gloster / KEI / Finolex / RR kable / Finecab / RPG.
|  | 50 Sqmm 3.5 Core | RM | 125 |  | 648
|  | 70 Sqmm 3.5 Core | RM | 125 |  | 830
LT Cable laying
|  | Earth work excavation of Trench in hard ground soil and Sand filling shall be provided at the bottom of trench before laying the cable and laying of U.G cables from 95 Sqmm up to 400 sqmm covering the cable with bricks and back filling of Trench duly providing route indicator at every 8 Mtrs distance embedded in C.C including cost and conveyance of materials and labour charges etc., complete. | RM | 10 |  | 378
|  | Laying of PVC armoured under ground cable up to 70 Sqmm fixing on chromium plated metallic base saddles on wall / Cable tray as per IS 1255 and as directed by the department including cost and conveyance of all materials and labour charges etc., complete. | RM | 390 |  | 55
LT Cable terminations
Providing Termination for UG cables for following XLPE insulated armoured cable with fixing of heavy duty type double compression weather proof type brass cable glands duly nickel plated as per BS 6121 and IP66 complete with brass checknut, outer sheath sealing gasket, with required lugs etc complete. Makes: SMI / Commet / Dowels.
|  | 50 Sqmm 3.5 Core | Each | 4 |  | 1071
|  | 70 Sqmm 3.5 Core | Each | 4 |  | 1542

## ItemList
S.No | Description of Item | UOM | Qty | Rate | Amount
Dismantling
1 | Brick Wall Dismantling | cum | 34 | 398 | 13532
2 | Wall Tiles Removal (Cladding) | Sqm | 211.31 | 20 | 4226.2 | 31.6965
3 | Removal of False Ceiling | Sqm | 485 | 352 | 170720 | 48.5
4 | Tile Flooring Removal | Sqm | 485 | 400 | 194000 | 97
5 | Skirting Removal | Rmt | 285 | 400 | 114000
6 | Removal of Vinyl Flooring | Sqm | 58 |  | 0 | 5.8
7 | Low Roofs Removal (Toilets) | cum | 4.85 |  | 0
8 | PCGI Paneling Removal | Sqm | 90 |  | 0
9 | Granite Removal on Platforms | Sqm | 64.12 |  | 0 | 6.412
10 | RCC Platform Removal | cum | 8.62 |  | 0
11 | Old Windows & Doors Removal (<3 sqm) | Nos | 2 | 455 | 910
12 | Old Windows & Doors Removal (>3 sqm) | Nos | 59 | 468 | 27612
| To Do |  |  |  | 0
CIVIL
13 | Partition Wall Brick Work | Sqm | 61 | 1716 | 104676
14 | Brick Work (9 inch) | cum | 22 | 14558 | 320276 |  |  |  | 3.36
15 | Plastering 12 mm Thick | Sqm | 450 | 906 | 407700
16 | Plastering 20 mm Thick | Sqm | 50 | 945 | 47250
17 | Scientific Doors | Sqm | 54 | 15000 | 810000
18 | WPC Doors | Sqm | 7.5 | 6734 | 50505
19 | Emergency Exit Door | Sqm | 3.5 | 18000 | 63000 |  | 22.65 | 2 | 3.5 | 158.55
20 | RCC for Lintels | cum | 1.5 | 14683 | 22024.5 |  | 34.76 | 2 | 3.5 | 243.32
21 | TMT Bars for Lintels | MT | 0.3 | 116000 | 34800 |  |  |  |  | 401.87
22 | False Ceiling | Sqm | 485 | 1636 | 793460
23 | UPVC Windows | Sqm | 40 | 9517 | 380680
24 | Painting | Sqm | 1540 | 259 | 398860
25 | Wall Putty | Sqm | 1815 | 315 | 571725
26 | Aluminium Grills to windows | Sqm | 10 | 1009 | 10090
27 | HPL Partitions for Toilets | Sqm | 27 | 7000 | 189000
28 | Dadooing for Toilets | Sqm | 90 | 1391 | 125190
29 | Tile Flooring | Sqm | 485 | 1593 | 772605
30 | Skirting | Rmt | 530 | 151 | 80030
31 | Non-Skid Flooring | Sqm | 30 | 1395 | 41850
32 | Impervious coat in Toilets | Sqm | 30 | 541 | 16230
33 | Light Weight Brick Jelly for Toilets | cum | 5 | 3883 | 19415
| Expansion Joint | Job | 1
PLUMBING
34 | Bib Tap | Nos | 2 | 881 | 1762
35 | Bronze Gate Valve | Nos | 7 | 1746 | 12222
36 | Multi Floor Trap | Nos | 10 | 220 | 2200
37 | Wash Basin | Nos | 6 | 3800 | 22800
38 | EWC | Nos | 7 | 7590 | 53130
39 | 2 in 1 Health Faucet | Nos | 7 | 4579 | 32053
40 | Soap Dish | Nos | 6 | 872 | 5232
41 | Mirror | Nos | 6 | 727 | 4362
42 | Towel Ring | Nos | 6 | 873 | 5238
43 | Self Closing Tap | Nos | 6 | 418 | 2508
ELECTRICAL

## Cal
Wall Dismantling Quantity | [6 empty] | PCGI Wall Paneling removal |  |  |  |  | Old Doors Removal |  |  |  |  | Old Windows Removal | [5 empty] | RCC For Lintels Qty (Scientific Doors)
S.No | L | B | D | Qty |  | S.No | L | B | Qty |  |  | S.No | Room Name | Door Size |  |  | Window Size | [5 empty] | S.No | Room Name | Door Size | Lintel |  |  |  | Steel For Lintels
1 | 4.4 | 3.2 | 0.23 | 3.2384 |  | 1 | 35.53 | 3 | 106.59 |  |  |  |  | 0.75x2.1 | 1x2.1 | 1.2x2.1 | 0.9x1.4 | 1.2x1.4 | 1.5x1.4 | 1.8x1.4 | 2.4x1.4 |  |  |  | L | L | B | D | Qty |  | Main Bar L | 1 Stirrup L | Nos | Stirrup L
2 | 4.4 | 3.2 | 0.23 | 3.2384 | [7 empty] | 1 | Senior scientific officer room |  | 1 |  |  | 1 |  |  |  | 2 | 1 | Reference Standard Room | 1 | 1.3 | 0.23 | 0.15 | 0.04485 |  | 5.2 | 0.86 | 10 | 8.6
3 | 5.8 | 3.2 | 0.23 | 4.2688 |  | Door Qty to be removed | [5 empty] | 2 | Coding Room |  |  | 1 | 2 | 2 |  |  |  | 5 | 2 | Instrumentation Room | 1.2 | 1.5 | 0.23 | 0.15 | 0.05175 |  | 6 | 0.86 | 11 | 9.46
|  |  |  | 10.7456 |  | 1 | 0.75 | 2.1 | 7 | 11.025 |  | 3 | Microbiology Lab |  | 13 | 1 |  | 3 |  |  | 1 | 17 |  |  | 1.05 | 1.35 | 0.23 | 0.15 | 0.046575 |  | 5.4 | 0.86 | 10 | 8.6
For Doors | [5 empty] | 2 | 0.9 | 2.1 | 3 | 5.67 |  | 4 | Chemical Lab |  | 2 |  |  | 2 |  |  |  | 4 | 3 | Balance Room | 1 | 1.3 | 0.23 | 0.15 | 0.04485 |  | 5.2 | 0.86 | 10 | 8.6
1 | 1.05 | 2.1 | 0.23 | 2 | 1.0143 |  |  |  |  | 16.695 |  | 5 | Corner Room |  | 1 | [6 empty] | 1 | 4 | Wet Analysis Lab | 1.2 | 1.5 | 0.23 | 0.15 | 0.05175 |  | 6 | 0.86 | 11 | 9.46
2 | 1 | 2.1 | 0.23 | 2 | 0.966 | [6 empty] | 6 | Toilets | 2 | 2 | [6 empty] | 4 |  |  | 1.05 | 1.35 | 0.23 | 0.15 | 0.046575 |  | 5.4 | 0.86 | 10 | 8.6
3 | 1.2 | 2.1 | 0.23 | 1 | 0.5796 | Total PCGI qty |  | 89.895 | Sqm |  |  | 7 | Room beside Toilets |  | 1 |  |  |  | 1 |  |  | 2 | 5 | Dissolution Room | 1.2 | 1.5 | 0.23 | 0.15 | 0.05175 |  | 6 | 0.86 | 11 | 9.46
[5 empty] | 2.5599 | [6 empty] | 8 | Doccumentation Room |  | 1 |  | 1 |  | 2 | 1 |  | 5 | 6 | Water Purifiction Room | 1.05 | 1.35 | 0.23 | 0.15 | 0.046575 |  | 5.4 | 0.86 | 10 | 8.6
4 inch Wall | [11 empty] | 9 | Wet Analysis Room |  | 1 |  |  | 1 |  |  |  | 2 | 7 | Wash Area | 1.05 | 1.35 | 0.23 | 0.15 | 0.046575 |  | 5.4 | 0.86 | 10 | 8.6
1 | 30.5 | 3.5 | 0.1 | 10.675 |  | Granite Removal on Platform | [5 empty] | 10 | Wet Analysis Lab |  | 3 |  |  | 2 |  | 2 |  | 7 | 8 | Doccumentation Room | 1.2 | 1.5 | 0.23 | 0.15 | 0.05175 |  | 6 | 0.86 | 11 | 9.46
2 | 6.16 | 3.5 | 0.1 | 2.156 |  | S.No | L | B | Nos | Qty |  | 11 | Instruments Room |  | 1 |  |  | 2 |  | 1 | 1 | 4 | 9 | Doccumentation Room-2 | 1.2 | 1.5 | 0.23 | 0.15 | 0.05175 |  | 6 | 0.86 | 11 | 9.46
3 | 1.8 | 3.5 | 0.1 | 0.63 |  | 1 | 2.7 | 0.9 | 1 | 2.43 |  | 12 | Officer Room-1 |  | 1 | 1 |  | 1 |  |  |  | 3 | 10 | Hot Zone Room | 1.2 | 1.5 | 0.23 | 0.15 | 0.05175 |  | 6 | 0.86 | 11 | 9.46
4 | 1.8 | 3.2 | 0.1 | 0.576 |  | 2 | 3 | 0.9 | 3 | 8.1 |  | 13 | Officer Room-2 |  | 1 | 1 |  | 1 |  |  |  | 3 | 11 | Staff Dining Room | 1.2 | 1.5 | 0.23 | 0.15 | 0.05175 |  | 6 | 0.86 | 11 | 9.46
|  |  |  | 14.037 |  | 3 | 2.4 | 0.9 | 1 | 2.16 |  |  | Total | 2 | 28 | 4 | 3 | 15 | 3 | 4 | 2 | 59 | 12 | Dissolution Room-2 | 1.2 | 1.5 | 0.23 | 0.15 | 0.05175 |  | 6 | 0.86 | 11 | 9.46
[6 empty] | 4 | 6.16 | 1 | 1 | 6.16 |  |  |  | Area more than 3 sqm |  | 2 | Nos | [5 empty] | 13 | Wet Analysis Lab-2 | 1.2 | 1.5 | 0.23 | 0.15 | 0.05175 |  | 6 | 0.86 | 11 | 9.46
door qty to be removed | [5 empty] | 5 | 4.25 | 0.85 | 1 | 3.6125 |  |  |  | Area Less than 3 sqm |  | 59 | Nos | [7 empty] | 1.05 | 1.35 | 0.23 | 0.15 | 0.046575 |  | 5.4 | 0.86 | 10 | 8.6
1 | 0.75 | 2.1 | 0.23 | 2 | 0.7245 | 6 | 3.04 | 0.8 | 1 | 2.432 | [12 empty] | 14 | Water Purifiction Room-2 | 1.05 | 1.35 | 0.23 | 0.15 | 0.046575 |  | 5.4 | 0.86 | 10 | 8.6
| 0.9 | 2.1 | 0.1 | 2 | 0.378 | 7 | 2.04 | 0.8 | 1 | 1.632 | [12 empty] | 15 | Wash Area-2 | 1.05 | 1.35 | 0.23 | 0.15 | 0.046575 |  | 5.4 | 0.86 | 10 | 8.6
[5 empty] | 1.1025 | 8 | 3.04 | 0.75 | 1 | 2.28 |  | New Scientific Door Qty |  |  |  |  | Windows QTY | [5 empty] | 16 | Balance Room-2 | 1.05 | 1.35 | 0.23 | 0.15 | 0.046575 |  | 5.4 | 0.86 | 10 | 8.6
[6 empty] | 9 | 2.8 | 0.85 | 1 | 2.38 |  | S.No | Room Name | Door Size |  |  | Window Size | [7 empty] | 1.05 | 1.35 | 0.23 | 0.15 | 0.046575 |  | 5.4 | 0.86 | 10 | 8.6
Total Dismante Qty |  | 26.24 | cum |  |  | 10 | 1.05 | 0.85 | 1 | 0.8925 |  |  |  | L | B | Area(Sqm) | 0.9x0.9 | 1.2x0.9 | 1.5x0.9 | 1.8x0.9 | 2.4x0.9 |  | 17 | Instrumentation Room-2 | 1.2 | 1.5 | 0.23 | 0.15 | 0.05175 |  | 6 | 0.86 | 11 | 9.46
[6 empty] | 11 | 6.56 | 1 | 1 | 6.56 |  | 1 | Reference Standard Room | 1 | 2.1 | 2.1 |  | 1 |  |  |  | 1 | 18 | Officer Room | 1 | 1.3 | 0.23 | 0.15 | 0.04485 |  | 5.2 | 0.86 | 10 | 8.6
Wall Tile Removal (Cladding) | [5 empty] | 12 | 3.53 | 0.85 | 1 | 3.0005 |  | 2 | Instrumentation Room | 1.2 | 2.1 | 2.52 | 2 | 2 |  |  |  | 4 | 19 | Officer Room-2 | 1 | 1.3 | 0.23 | 0.15 | 0.04485 |  | 5.2 | 0.86 | 10 | 8.6
S.No | L | B | Qty |  |  | 13 | 2.87 | 0.85 | 1 | 2.4395 |  |  |  | 1.05 | 2.1 | 2.205 |  | 3 |  |  | 1 | 4 | RCC For Lintels Qty (WPC Doors) |  |  | 0.3 | 0.23 | 0.15 | 0.01035 |  | 1.2 | 0.86 | 3 | 2.58
1 | 2.87 | 1.2 | 3.444 |  |  | 14 | 2.72 | 0.85 | 1 | 2.312 |  | 3 | Balance Room | 1 | 2.1 | 2.1 |  | 2 |  |  |  | 2 | 1 | Gents Toilets | 1 | 1.3 | 0.23 | 0.15 | 0.04485 |  | 5.2 | 0.86 | 10 | 8.6
2 | 3.89 | 1.2 | 4.668 |  |  | 15 | 4.28 | 0.85 | 1 | 3.638 |  | 4 | Wet Analysis Lab | 1.2 | 2.1 | 2.52 | [5 empty] | 0 |  | Ladies Tolet | 1 | 1.3 | 0.23 | 0.15 | 0.04485 |  | 5.2 | 0.86 | 10 | 8.6
3 | 22.53 | 1.2 | 27.036 |  |  | 16 | 9.1 | 0.85 | 1 | 7.735 |  |  |  | 1.05 | 2.1 | 2.205 | [5 empty] | 0 |  | Toilet at Officer Room-1 | 0.75 | 1.05 | 0.23 | 0.15 | 0.036225 |  | 4.2 | 0.86 | 8 | 6.88
4 | 1.98 | 1.2 | 2.376 |  |  | 17 | 1.41 | 0.85 | 2 | 2.397 |  | 5 | Dissolution Room | 1.2 | 2.1 | 2.52 |  |  | 1 |  |  | 1 |  | Toilet at Officer Room-2 | 0.75 | 1.05 | 0.23 | 0.15 | 0.036225 |  | 4.2 | 0.86 | 8 | 6.88
5 | 6.37 | 2.1 | 13.377 |  |  | 18 | 4.66 | 0.85 | 1 | 3.961 |  | 6 | Water Purifiction Room | 1.05 | 2.1 | 2.205 | 1 |  | 2 | 1 |  | 4 | [5 empty] | Total Qty | 1.2886 | Total L | 149.4 |  |  | 239.94
6 | 6.37 | 2.1 | 13.377 | [5 empty] | Total Qty | 64.122 | Sqm | 7 | Wash Area | 1.05 | 2.1 | 2.205 |  | 1 |  |  |  | 1 | [7 empty] | Unit Wt | 0.89 |  |  | 0.4
7 | 3.74 | 2.1 | 7.854 | [8 empty] | 8 | Doccumentation Room | 1.2 | 2.1 | 2.52 |  | 2 |  | 2 |  | 4 | [7 empty] | Total Wt | 132.966 |  |  | 95.976
8 | 14.5 | 1.2 | 17.4 | [8 empty] | 9 | Doccumentation Room-2 | 1.2 | 2.1 | 2.52 |  | 2 |  | 1 | 1 | 4 | [7 empty] | Total Wt | 228.942 | 0.22894 | MT
9 | 3.04 | 1.2 | 3.648 |  |  | RCC Platform Removal | [5 empty] | 10 | Hot Zone Room | 1.2 | 2.1 | 2.52 |  | 1 |  |  |  | 1
10 | 8.28 | 1.2 | 9.936 |  |  | S.No | L | B | D | Qty |  | 11 | Staff Dining Room | 1.2 | 2.1 | 2.52 |  | 1 |  |  |  | 1
11 | 28.93 | 1.2 | 34.716 |  |  | 1 | 2.7 | 0.9 | 0.15 | 0.3645 |  | 12 | Dissolution Room-2 | 1.2 | 2.1 | 2.52 | 3 | 15 | 3 | 4 | 2 |  | S.No | Room Name | Length | Breadth | Height | Nos | Putty Area | Height | Paint Area | Skirting
12 | 31.24 | 1.2 | 37.488 |  |  | 2 | 3 | 0.9 | 0.15 | 0.405 |  | 13 | Wet Analysis Lab-2 | 1.2 | 2.1 | 2.52 | 0.81 | 1.08 | 1.35 | 1.62 | 2.16 |  | 1 | Reference Standard Room | 4.405 | 2.7 | 3.5 | 2 | 49.735 | 3 | 42.63 | 14.21
13 | 5.85 | 2.1 | 12.285 |  |  | 3 | 2.4 | 0.9 | 0.15 | 0.324 |  |  |  | 1.05 | 2.1 | 2.205 | 2.43 | 16.2 | 4.05 | 6.48 | 4.32 | 38.835 | 2 | Instrumentation Room-1 | 4.405 | 11.3 | 3.5 | 2 | 109.935 | 3 | 94.23 | 31.41
14 | 5.85 | 2.1 | 12.285 |  |  | 4 | 6.16 | 1 | 0.15 | 0.924 |  | 14 | Water Purifiction Room-2 | 1.05 | 2.1 | 2.205 |  | Total Window Qty |  | 38.835 | sqm |  | 3 | Balance Room-1 | 3.04 | 3.24 | 3.5 | 2 | 43.96 | 3 | 37.68 | 12.56
15 | 2.72 | 2.1 | 5.712 |  |  | 5 | 4.25 | 0.85 | 0.15 | 0.54187 |  | 15 | Wash Area-2 | 1.05 | 2.1 | 2.205 | Brick work for reducing Window Ht | [5 empty] | 4 | Wet Analysis Lab-1 | 10.615 | 5.805 | 3.5 | 2 | 114.94 | 3 | 98.52 | 32.84
16 | 2.72 | 2.1 | 5.712 |  |  | 6 | 3.04 | 0.8 | 0.15 | 0.3648 |  | 16 | Balance Room-2 | 1.05 | 2.1 | 2.205 | 0.1035 | 0.138 | 0.1725 | 0.207 | 0.276 |  | 5 | Dissolution Room-1 | 2.64 | 5.805 | 3.5 | 2 | 59.115 | 3 | 50.67 | 16.89
|  | Total Qty | 211.314 | Sqm |  | 7 | 2.04 | 0.8 | 0.15 | 0.2448 |  |  |  | 1.05 | 2.1 | 2.205 | 0.3105 | 2.07 | 0.5175 | 0.828 | 0.552 | 4.278 | 6 | Water Purification Room-1 | 2.595 | 3.185 | 3.5 | 2 | 40.46 | 3 | 34.68 | 11.56
[6 empty] | 8 | 3.04 | 0.75 | 0.15 | 0.342 |  | 17 | Instrumentation Room-2 | 1.2 | 2.1 | 2.52 |  | Total Brick Work for Windows |  |  | 4.278 |  | 7 | Wash Area-1 | 2.595 | 2.505 | 3.5 | 2 | 35.7 | 3 | 30.6 | 10.2
Removal of False Ceiling | [5 empty] | 9 | 2.8 | 0.85 | 0.15 | 0.357 |  | 18 | Officer Room | 1 | 2.1 | 2.1 | Plastering | [5 empty] | 8 | Doccumentation Room-1 | 3.03 | 5.805 | 3.5 | 2 | 61.845 | 3 | 53.01 | 17.67
Total Qty | 485 | Sqm |  |  |  | 10 | 1.05 | 0.85 | 0.15 | 0.13387 |  | 19 | Officer Room-2 | 1 | 2.1 | 2.1 | 1.35 | 9 | 2.25 | 3.6 | 2.4 | 18.6 | 9 | Gents Toilets | 3 | 3.425 | 3.5 | 2 | 44.975 | 3 | 38.55 | 12.85
[6 empty] | 11 | 6.56 | 1 | 0.15 | 0.984 |  |  |  | Total ScientificDoor Area |  | 53.445 | Sqm |  |  | Total Qty | 18.6 | Sqm | 10 | Ladies Toilets | 3 | 3.425 | 3.5 | 2 | 44.975 | 3 | 38.55 | 12.85
Removal of Vinyl Flooring | [5 empty] | 12 | 3.53 | 0.85 | 0.15 | 0.45007 | [12 empty] | 11 | Doccumentation Room-2 | 6.16 | 3.44 | 3.5 | 2 | 67.2 | 3 | 57.6 | 19.2
Total Qty | 58 | Sqm |  |  |  | 13 | 2.87 | 0.85 | 0.15 | 0.36593 |  | WPC Doors Qty | [10 empty] | 12 | Hot Zone Room | 6.16 | 4.95 | 3.5 | 2 | 77.77 | 3 | 66.66 | 22.22
[6 empty] | 14 | 2.72 | 0.85 | 0.15 | 0.3468 |  | 1 | Gents Toilets | 1 | 2.1 | 2.1 | [6 empty] | 13 | Staff Dining Room | 6.16 | 2.425 | 3.5 | 2 | 60.095 | 3 | 51.51 | 17.17
Brick Work 4 inch | [5 empty] | 15 | 4.28 | 0.85 | 0.15 | 0.5457 |  |  | Ladies Tolet | 1 | 2.1 | 2.1 | [6 empty] | 14 | Dissolution Room-2 | 6.16 | 2.78 | 3.5 | 2 | 62.58 | 3 | 53.64 | 17.88
S.No | L | B | Qty |  |  | 16 | 9.1 | 0.85 | 0.15 | 1.1602 |  |  | Toilet at Officer Room-1 | 0.75 | 2.1 | 1.575 | [6 empty] | 15 | Wet Analysis Lab-2 | 8.715 | 5.755 | 3.5 | 2 | 101.29 | 3 | 86.82 | 28.94
1 | 3.04 | 3.5 | 10.64 |  |  | 17 | 1.41 | 0.85 | 0.15 | 0.17977 |  |  | Toilet at Officer Room-2 | 0.75 | 2.1 | 1.575 | [6 empty] | 16 | Water Purification Room-2 | 3.05 | 3.19 | 3.5 | 2 | 43.68 | 3 | 37.44 | 12.48
2 | 5.8 | 3.5 | 20.3 |  |  | 18 | 4.66 | 0.85 | 0.15 | 0.59415 |  |  |  |  | Total Qty | 7.35 | Sqm | [5 empty] | 17 | Wash Area-2 | 3.05 | 2.46 | 3.5 | 2 | 38.57 | 3 | 33.06 | 11.02
3 | 2.6 | 3.5 | 9.1 | [5 empty] | Total Qty | 8.6285 | cum | [11 empty] | 18 | Balance Roo-2 | 2.83 | 5.755 | 3.5 | 2 | 60.095 | 3 | 51.51 | 17.17
4 | 3.46 | 3.5 | 12.11 | [19 empty] | 19 | Instrumentation Room-2 | 6.795 | 5.755 | 3.5 | 2 | 87.85 | 3 | 75.3 | 25.1
5 | 3 | 3.5 | 10.5 |  |  | Brick Wall Support for Platform Removal | [16 empty] | 20 | Officer Room-1 | 4.405 | 3.12 | 3.5 | 2 | 52.675 | 3 | 45.15 | 15.05
|  |  | 62.65 |  |  | S.No | L | B | D | Nos | Qty |  |  | Total Plastering Qty (12 mm) |  |  | Window Jam Plastering | [5 empty] | 21 | Toilet at Officer Room-1 | 1.5 | 1.435 | 3.5 | 2 | 20.545 | 3 | 17.61 | 5.87
Door Qty to be removed | [5 empty] | 1 | 0.75 | 0.85 | 0.15 | 70 | 6.6937 |  |  | Windows | 18.6 |  | 0.9 | 0.9 | 0.828 | 3 | 2.484 |  | 22 | Officer Room-2 | 4.405 | 3.05 | 3.5 | 2 | 52.185 | 3 | 44.73 | 14.91
1 | 1.05 | 2.1 | 2.205 | [6 empty] | Total Qty | 6.6937 | cum |  | 4" Wall | 120.89 |  | 1.2 | 0.9 | 0.966 | 15 | 14.49 |  | 23 | Toilet at Officer Room-2 | 1.5 | 1.435 | 3.5 | 2 | 20.545 | 3 | 17.61 | 5.87
|  | Total Qty | 60.445 | Sqm | [9 empty] | 9" Wall | 103.082 |  | 1.5 | 0.9 | 1.104 | 3 | 3.312 |  | 24 | Corridor-1 (Officer Rooms) | 22.11 | 1.8 | 3.5 | 2 | 167.37 | 3 | 143.46 | 47.82
[14 empty] | Window jam | 42.435 |  | 1.8 | 0.9 | 1.242 | 4 | 4.968 |  | 25 | Corridor-2 (Wet Analysis Lab-1) | 16 | 1.8 | 3.5 | 2 | 124.6 | 3 | 106.8 | 35.6
Brick Work 9 inch | [5 empty] | Old Skirting Qty | [7 empty] | Door Jam | 73.278 |  | 2.4 | 0.9 | 1.518 | 2 | 3.036 |  | 26 | Corridor-3 (Hot Zone Room) | 19 | 1.8 | 3.5 | 2 | 145.6 | 3 | 124.8 | 41.6
S.No | L | B | D | Qty |  | S.No | L | Nos | Qty | L | Nos | Qty |  | Miscallaneous | 71.657 |  |  |  |  | Total Qty | 28.29 |  | 27 | Corridor-4 (Wet Analysis Lab-2) | 7.6 | 1.8 | 3.5 | 2 | 65.8 | 3 | 56.4 | 18.8
1 | 5.8 | 3.5 | 0.23 | 4.669 |  | 1 | 4.4 | 2 | 8.8 | 3.3 | 2 | 6.6 |  | Total Qty | 429.942 |  | Door Jam Plastering | [5 empty] | 28 | Corridor-5 (Emg Exit) | 6.5 | 1.8 | 3.5 | 2 | 58.1 | 3 | 49.8 | 16.6
2 | 5.67 | 3.2 | 0.23 | 4.1731 |  | 2 | 4.4 | 2 | 8.8 | 7.82 | 2 | 15.64 |  | Total Plastering Qty (20 mm) |  |  | 1 | 2.1 | 1.426 | 30 | 42.78 | [7 empty] | 1912.19 |  | 1639.02 | 546.34
3 | 6.16 | 3.2 | 0.23 | 4.5338 |  | 3 | 3 | 2 | 6 | 1.8 | 2 | 3.6 |  | Windows | 18.6 |  | 1.2 | 2.1 | 1.518 | 4 | 6.072 |  |  |  |  | Door Qty Deduction |  |  | -60.795 |  | -60.795 | -25
|  |  |  | 13.3759 |  | 4 | 3 | 2 | 6 | 3.89 | 2 | 7.78 |  | Miscallaneous | 15 |  |  |  |  | Total Qty | 48.852 |  |  |  |  | Window Qty Deduction |  |  | -38.835 |  | -38.835 | 0
Doors Qty to be Removed | [5 empty] | 5 | 5.46 | 2 | 10.92 | 5.8 | 2 | 11.6 |  | Total Qty | 33.6 | [11 empty] | Total Quantities |  | 1812.56 |  | 1539.39 | 521.34
1.05 | 2.1 | 0.23 | 3 | 1.5214 |  | 6 | 3 | 2 | 6 | 5.8 | 2 | 11.6
|  |  | Total Qty | 11.8544 | cum | 7 | 6.16 | 2 | 12.32 | 5.6 | 2 | 11.2
|  | Plastering Qty |  | 51.541 |  | 8 | 6.15 | 2 | 12.3 | 7.52 | 2 | 15.04
[6 empty] | 9 | 6.16 | 2 | 12.32 | 2.85 | 2 | 5.7
Low Roof Removal of Toilets | [5 empty] | 10 | 3 | 2 | 6 | 3.2 | 2 | 6.4
S.No | L | B | D | Qty |  | 11 | 3 | 2 | 6 | 2.46 | 2 | 4.92
1 | 1.5 | 1.8 | 0.5 | 1.35 |  | 12 | 7.26 | 2 | 14.52 | 5.75 | 2 | 11.5
2 | 1.5 | 1.8 | 0.5 | 1.35 |  | 13 | 9.85 | 2 | 19.7 | 5.75 | 2 | 11.5
3 | 1.5 | 1.435 | 0.5 | 1.0762 |  | 14 | 4.44 | 2 | 8.88 | 3.12 | 2 | 6.24
4 | 1.5 | 1.435 | 0.5 | 1.0762 |  | 15 | 4.4 | 2 | 8.8 | 3 | 2 | 6
|  |  | Total Qty | 4.8525 |  |  |  |  | 147.36 |  |  | 135.32
[8 empty] | Total Skirting to be removed |  |  | 282.68
HPL Partitions
[12 empty] | S.No | Room Name | L | H | Nos | Area |  |  |  |  | 1400
[12 empty] | 1 | Gents Toilets | 1.5 | 2.1 | 2 | 6.3
[14 empty] | 0.5 | 2.1 | 2 | 2.1
[14 empty] | 1.15 | 2.1 | 2 | 4.83
[13 empty] | Ladies Toilets | 1.5 | 2.1 | 2 | 6.3
[14 empty] | 1 | 2.1 | 2 | 4.2
[14 empty] | 1.52 | 2.1 | 1 | 3.192
[15 empty] | Total HPL Qty |  | 26.922
Toilet Dado
[12 empty] | S.No | Room Name | L | B | H | Area1 | Area2
[12 empty] | 1 | Gents Toilets | 3 | 3.425 | 2.1 | 12.6 | 14.385
[12 empty] | 2 | Ladies Toilets | 3 | 3.425 | 2.1 | 12.6 | 14.385
[12 empty] | 3 | Toilet at Officer Room-1 | 1.5 | 1.435 | 2.1 | 6.3 | 6.027
[12 empty] | 4 | Toilet at Officer Room-2 | 1.5 | 1.435 | 2.1 | 6.3 | 6.027
[13 empty] | Wash Area-1 | 1.2 | 0.6 | 2.1 | 2.52 | 2.52
[13 empty] | Wash Area-2 | 1.2 | 0.6 | 2.1 | 2.52 | 2.52
[17 empty] | 42.84 | 45.864
[16 empty] | Total Qty | 88.704
Impervious Coat
[12 empty] | S.No | Room Name | L | B | Area
[12 empty] | 1 | Gents Toilets | 3 | 3.425 | 10.275
[12 empty] | 2 | Ladies Toilets | 3 | 3.425 | 10.275
[12 empty] | 3 | Toilet at Officer Room-1 | 1.5 | 1.435 | 2.1525
[12 empty] | 4 | Toilet at Officer Room-2 | 1.5 | 1.435 | 2.1525
[13 empty] | Wash Area-1 | 1.2 | 0.6 | 0.72
[13 empty] | Wash Area-2 | 1.2 | 0.6 | 0.72
[15 empty] | Total Qty | 26.295

## Dim
S.No | Room Name | Length | Breadth
1 | Reference Standard Room | 4.405 | 2.7 | 2 | 8.81 | 5.4
2 | Instrumentation Room-1 | 4.405 | 11.3 | 2 | 8.81 | 22.6
3 | Balance Room-1 | 3.04 | 3.24 | 2 | 6.08 | 6.48
4 | Wet Analysis Lab-1 | 10.615 | 5.805 | 2 | 21.23 | 11.61
5 | Dissolution Room-1 | 2.64 | 5.805 | 2 | 5.28 | 11.61
6 | Water Purification Room-1 | 2.595 | 3.185 | 2 | 5.19 | 6.37
7 | Wash Area-1 | 2.595 | 2.505 | 2 | 5.19 | 5.01
8 | Doccumentation Room-1 | 3.03 | 5.805 | 2 | 6.06 | 11.61
9 | Gents Toilets | 3 | 3.425 | 2 | 6 | 6.85
10 | Ladies Toilets | 3 | 3.425 | 2 | 6 | 6.85
11 | Doccumentation Room-2 | 6.16 | 3.44 | 2 | 12.32 | 6.88
12 | Hot Zone Room | 6.16 | 4.95 | 2 | 12.32 | 9.9
13 | Staff Dining Room | 6.16 | 2.425 | 2 | 12.32 | 4.85
14 | Dissolution Room-2 | 6.16 | 2.78 | 2 | 12.32 | 5.56
15 | Wet Analysis Lab-2 | 8.715 | 5.755 | 2 | 17.43 | 11.51
16 | Water Purification Room-2 | 3.05 | 3.19 | 2 | 6.1 | 6.38
17 | Wash Area-2 | 3.05 | 2.46 | 2 | 6.1 | 4.92
18 | Balance Roo-2 | 2.83 | 5.755 | 2 | 5.66 | 11.51
19 | Instrumentation Room-2 | 6.795 | 5.755 | 2 | 13.59 | 11.51
20 | Officer Room-1 | 4.405 | 3.12 | 2 | 8.81 | 6.24
21 | Toilet at Officer Room-1 | 1.5 | 1.435 | 2 | 3 | 2.87
22 | Officer Room-2 | 4.405 | 3.05 | 2 | 8.81 | 6.1
23 | Toilet at Officer Room-2 | 1.5 | 1.435 | 2 | 3 | 2.87
24 | Corridor-1 (Officer Rooms) | 22.11 | 1.8 | 2 | 44.22 | 3.6
25 | Corridor-2 (Wet Analysis Lab-1) | 16 | 1.8 | 2 | 32 | 3.6
26 | Corridor-3 (Hot Zone Room) | 19 | 1.8 | 2 | 38 | 3.6
27 | Corridor-4 (Wet Analysis Lab-2) | 7.6 | 1.8 | 2 | 15.2 | 3.6
28 | Corridor-5 (Emg Exit) | 6.5 | 1.8 | 2 | 13 | 3.6
[5 empty] | 342.85 | 203.49 | 546.34
7.6

## ROOM WISE
S.No | ROOM NAME | ROOM DIMENSIONS |  | LAB AREA IN SQM | FURNITURE DESCRIPTION | QTY IN NO'S | REMARKS | ELECTRICAL | [9 empty] | ELV |  |  |  |  | CIVIL | [12 empty] | PLUMBING | [9 empty] | NOT UNDER THE SCOPE OF THIS PROJECT ONLY TO BE MADE FOR FUNCTIONING OF THESE EQUIPMENT
[8 empty] | EXHAUST FAN/SYSTEM | POWER SOCKETS |  |  | SWITCH BOARDS |  | LIGHTS |  | FANS | AIR CONDITIONING | DATA | VOICE | SMOKE DETECTORS |  | PA SYSTEM | FALSE CEILING (SQM) | FLOORING(SQM) | SKIRTING (RMT) | HPL PARTITIONS (SQM) | DADOING (SQM) | WPC DOORS | SCIENTIFIC DOORS | UPVC WINDOWS | VENTILATORS | BRICK WORK |  | VIEW WINDOW (SQM) | PCGI PANELING (SQM) | BIB TAP | BRONZE GATE VALVE | MULTI FLOOR TRAP | WASH BASIN | EWC | 2 IN 1 FAUCET | SOAP DISH | TOWEL RING | MIRROR | SELF CLOSING TAP | EQUIPMENT PRPOSED | EXISTING | NEW PROCUREMENT | FUTURE PROCUREMENT | TOTAL
|  | L (mm) | B (mm) | [5 empty] | RP | UPS | MODULE |  |  | RP | UPS |  |  |  |  | ABOVE | BELOW | [10 empty] | 9 INCH | 4 INCH
1 | REFERENCE STANDARD ROOM | 4405 | 2700 | 11.8935 | REFRIGERATORS | 2 |  |  | 4 | 4 | 6M |  |  | 3 | 3 | 1 |  |  |  | 1 | 1 | 1 | 12 | 12 | 15 |  |  |  | 2.52 | 1.08 |  | 0.138 |  | 1.35 | 13
2 | INSTRUMENTATION ROOM-1 | 4405 | 11300 | 49.7765 | SITTING HEIGHT WORK BENCH | 9 | 2 CORNER CABINETS |  | 13 | 22 | 6M |  |  | 8 | 7 | 6 | 8TR DSU | 18 |  | 3 | 3 | 2 | 49.72 | 49.72 | 32 |  |  |  | 4.725 | 3.78 |  | 2.1 | 7.98
[5 empty] | CHAIRS TYPE-2 | 9
3 | BALANCE ROOM-1 | 3040 | 3240 | 9.8496 | ANTI VIBRATION TABLE | 5 |  |  |  | 5 | 6M |  |  | 2 | 2 | 1 | 2TR SPLIT | 5 |  | 1 | 1 | 1 | 9.8496 | 9.8496 | 13 |  |  |  | 2.1 | 1.08 |  | 0.138 | 11.1125
[5 empty] | CHAIRS TYPE-2 | 2 |  |  | 3 |  | 3M
4 | WET ANALYSIS LAB-1 | 10615 | 5805 | 61.6201 | STANDING HEIGHT WORK BENCH WITH SINK | 6 | 1 CORNER TABLE |  | 10 | 6 | 6M |  |  | 6 | 6 | 8 | 8.5 TR DSU | 3 |  | 3 | 3 | 2 | 61.48 | 61.48 | 32.84 |  |  |  | 4.725 | 3.24 |  | 0.414
[5 empty] | STANDING HEIGHT ISLAND WORK BENCH | 8 | OPPOSITE TO EACH
[5 empty] | ANTI VIBRATION TABLE | 3
[5 empty] | 2 TIER REAGENT RACKS | 4 |  |  | 8 | 2 | 6M | [6 empty] | 4
[5 empty] | SPOT EXTRACTORS | 6
[5 empty] | SINK | 3
[5 empty] | CHAIRS TYPE-2 | 8 | EXTRA TO BE ADDED
[5 empty] | VERTICAL STORAGE CABINET | 2
5 | DISSOLUTION ROOM-1 | 2640 | 5805 | 15.3252 | L SHAPE STANDING HEIGHT WORK BENCH WITH SINK | 2 |  |  | 4 | 4 | 6M |  |  | 3 | 3 | 2 |  | 6 |  | 1 | 1 | 1 | 15.312 | 15.312 | 16.88 |  |  |  | 6.93 | 1.08 |  | 4.807
[5 empty] | ANTI VIBRATION TABLE | 1
6 | WATER PURIFICATION ROOM-1 | 2595 | 3185 | 8.2651 | L SHAPE STANDING HEIGHT WORK BENCH WITH SINK | 1 |  |  | 5 | 2 | 6M |  |  | 2 | 2 | 1 | 1.5 TR SPLIT |  |  | 1 | 1 | 1 | 8.2651 | 8.2651 | 11.56 |  |  |  |  | 1.08 |  | 0.138 |  | 1.08
7 | WASH AREA-1 | 2595 | 2505 | 6.5005 | L SHAPE STANDING HEIGHT WORK BENCH WITH SINK | 1 |  |  | 6 | 2 | 6M |  |  | 2 | 2 |  |  |  |  | 1 | 1 | 1 | 6.5005 | 6.5005 | 10.2
8 | DOCCUMENTATION ROOM-1 | 3030 | 5805 | 17.5892 | WORK STATION | 8 |  |  | 16 | 8 | 6M |  |  | 3 | 3 | 2 | 2TR SPLIT | 8 |  | 1 | 1 | 1 | 17.5891 | 17.5891 | 17.67 |  |  |  | 2.52 | 2.16 |  | 0.276
[5 empty] | OVERHEAD STORAGE CABINETS | 11
[5 empty] | TASK CHAIRS | 8
[5 empty] | VERTICAL STORAGE CABINET | 1
9 | GENTS TOILETS | 3000 | 3425 | 10.275 |  |  |  | 1 | 1 |  | 3M |  |  | 4 | 2 |  |  |  |  | 1 | 1 |  | 10.275 | 10.275 |  | 11.13 | 26.88 | 2.1 | [7 empty] | 1 |  | 3 | 2 | 2 | 2 | 2 | 2 | 2 | 2
10 | LADIES TOILETS | 3000 | 3425 | 10.275 |  |  |  | 3 | 1 |  | 3M |  |  | 4 | 2 |  |  |  |  | 1 | 1 |  | 10.275 | 10.275 |  | 13.545 | 26.88 | 2.1 |  |  | 1.08 |  |  |  |  | 1 |  | 4 | 2 | 3 | 3 | 2 | 2 | 2 | 2
11 | DOCUMENTATION ROOM-2 | 6160 | 3440 | 21.1904 | WORK STATION | 8 |  |  | 16 | 8 | 6M |  |  | 3 | 3 | 2 | 2TR SPLIT | 8 |  | 1 | 1 | 1 | 21.1904 | 21.1904 | 19.2 |  |  |  | 2.52 | 2.16 |  | 0.276
[5 empty] | OVERHEAD STORAGE CABINETS | 11
[5 empty] | TASK CHAIRS | 8
[5 empty] | VERTICAL STORAGE CABINET | 1
12 | HOT ZONE ROOM | 6160 | 4950 | 30.492 | STANDING HEIGHT WORK BENCH | 6 |  |  | 18 | 6 | 6M |  |  | 6 | 6 | 4 |  |  |  | 2 | 2 | 2 | 30.492 | 30.492 | 22.22 |  |  |  | 2.52 | 1.08 |  | 0.138
[5 empty] | OVENS | 2
[5 empty] | FUME HOOD | 2 |  |  | 12 |  | 3M
[5 empty] | CORNER CABINETS | 2
13 | STAFF DINING ROOM | 6160 | 2425 | 14.938 | WALL MOUNTED DINING TABLE | 1 | [7 empty] | 3 | 3 | 2 | 2TR SPLIT |  |  | 1 | 1 |  | 14.938 | 14.938 | 17.17 |  |  |  | 2.52 | 1.08 |  | 0.138 |  |  |  | 1 |  | 1 | 1
[5 empty] | CHAIRS | 4
14 | DISSOLUTION ROOM-2 | 6160 | 2780 | 17.1248 | L SHAPE STANDING HEIGHT WORK BENCH WITH SINK | 1 |  |  | 4 | 8 | 6M |  |  | 3 | 3 | 2 |  | 12 |  | 1 | 1 | 1 | 17.1679 | 17.1679 | 17.894 |  |  |  | 4.725 | 1.08 |  | 0.138
[5 empty] | SPOT EXTRACTORS | 1
[5 empty] | CHAIRS TYPE-2 | 3
15 | WET ANALYSIS LAB-2 | 8715 | 5755 | 50.1548 | STANDING HEIGHT WORK BENCH WITH SINK | 6 | 1 CORNER TABLE |  | 10 | 7 | 6M |  |  | 8 | 8 | 8 | 8.5 TR DSU |  |  | 2 | 2 | 2 | 50.1112 | 50.1112 | 28.93 |  |  |  | 6.93 | 3.24 |  | 0.414 |  | 1.35
[5 empty] | STANDING HEIGHT ISLAND WORK BENCH | 6 | OPPOSITE TO EACH
[5 empty] | ANTI VIBRATION TABLE | 2
[5 empty] | 2 TIER REAGENT RACKS | 3 |  |  | 6 | 2 | 6M | [6 empty] | 2
[5 empty] | SPOT EXTRACTORS | 5
[5 empty] | SINK | 3
[5 empty] | CHAIRS TYPE-2 | 3 | EXTRA TO BE ADDED
[5 empty] | VERTICAL STORAGE CABINET | 1
16 | WATER PURIFICATION ROOM-2 | 3050 | 3190 | 9.7295 | L SHAPE STANDING HEIGHT WORK BENCH WITH SINK | 1 |  |  | 5 | 2 | 6M |  |  | 2 | 2 | 1 | 1.5 TR SPLIT |  |  | 1 | 1 | 1 | 9.7295 | 9.7295 | 12.48 |  |  |  |  | 2.16 |  | 0.276 |  | 1.35
17 | WASH AREA-2 | 3050 | 2460 | 7.503 | L SHAPE STANDING HEIGHT WORK BENCH WITH SINK | 1 |  |  | 8 | 1 | 6M |  |  | 2 | 2 |  |  |  |  | 1 | 1 | 1 | 7.503 | 7.503 | 11.02 |  |  |  |  | 1.08
18 | BALANCE ROOM-2 | 2830 | 5755 | 16.2867 | ANTI VIBRATION TABLE | 6 |  |  |  | 6 | 6M |  |  | 3 | 3 | 1 | 2TR SPLIT | 5 |  | 1 | 1 | 1 | 16.2725 | 16.2725 | 17.16 |  |  |  | 2.205 | 2.16 |  | 4.9047 |  | 1.35
[5 empty] | CHAIRS TYPE-2 | 1 |  |  | 6 |  | 3M
19 | INSTRUMENTATION ROOM-2 | 6795 | 5755 | 39.1052 | SITTING HEIGHT WORK BENCH | 8 | 2 CORNER CABINETS |  | 10 | 18 | 6M |  |  | 7 | 6 | 5 | 5.5 TR DSU | 15 |  | 1 | 1 | 1 | 39.0848 | 39.0848 | 25.39 |  |  |  | 2.52 | 5.4 |  | 0.69
[5 empty] | CHAIRS TYPE-2 | 8
20 | OFFICER ROOM-1 | 4405 | 3120 | 13.7436 | MANAGER WORK BENCH | 1 |  |  | 1 | 1 | 6M |  |  | 2 | 2 | 1 | 1.5TR SPLIT | 2 | 1 |  |  |  | 13.7436 | 13.7436 | 15.06 |  |  |  | 2.205 | 1.08
[5 empty] | MANAGER CHAIR | 1
[5 empty] | TASK CHAIRS | 2
[5 empty] | VERTICAL STORAGE CABINET | 2
21 | TOILET AT OFFICER ROOM-1 | 1500 | 1435 | 2.1525 |  |  |  | 1 | [5 empty] | 1 | 1 |  |  |  |  | 1 | 1 |  | 2.25 | 2.25 |  |  | 12.6 | 1.68 |  |  | 0.36 |  |  |  |  | 1 | 1 | 1 | 1 | 1 | 1 | 1 | 1 | 1 | 1
22 | OFFICER ROOM-2 | 4405 | 3050 | 13.4352 | MANAGER WORK BENCH | 1 |  |  | 1 | 1 | 6M |  |  | 2 | 2 | 1 | 1.5TR SPLIT | 2 | 1 |  |  |  | 13.7436 | 13.7436 | 15.06 |  |  |  | 2.205 | 1.08
[5 empty] | MANAGER CHAIR | 1
[5 empty] | TASK CHAIRS | 2
[5 empty] | VERTICAL STORAGE CABINET | 2
23 | TOILET AT OFFICER ROOM-2 | 1500 | 1435 | 2.1525 |  |  |  | 1 | [5 empty] | 1 | 1 |  |  |  |  | 1 | 1 |  | 2.25 | 2.25 |  |  | 12.6 | 1.68
24 | CORRIDOR-1 (OFFICER ROOMS) | 22110 | 1800 | 39.798 | [9 empty] | 6 | 2 |  |  |  |  | 3
25 | CORRIDOR-2 (WET ANALYSIS LAB-1) | 16000 | 1800 | 28.8 | [9 empty] | 3 | 2 |  |  |  |  | 1
26 | CORRIDOR-3 (HOT ZONE ROOM) | 19000 | 1800 | 34.2 | [9 empty] | 4 | 3 |  |  |  |  | 2
27 | CORRIDOR-4 (WET ANALYSIS LAB-2) | 7600 | 1800 | 13.68 | [9 empty] | 2 | 1 |  |  |  |  | 1
28 | CORRIDOR-5 (EMG EXIT) | 6500 | 1800 | 11.7 | [9 empty] | 2 | 1 |  |  |  |  | 1
| TOTAL |  |  | 567.5558 |  |  |  | 6 | 168 | 115 |  | 0 | 0 | 97 | 83 | 48 | 0 | 90 | 2 | 35 | 27 | 20 | 439.7429 | 439.7429 | 350.734 | 24.675 | 78.96 | 7.56 | 51.87 | 35.1 | 1.44 | 14.9857 | 19.0925 | 6.48 | 13 | 4 | 1 | 9 | 6 | 6 | 6 | 5 | 5 | 5 | 5
7.6
[8 empty] | 6m rp | 145
[8 empty] | 3m rp | 23
[8 empty] | 6m ups | 115
260
Note on R6: ASTA INFRA: TO BE CHECKED
Note on R10: ASTA INFRA: TO BE CHECKED
Note on R41: ASTA INFRA: TO BE CHECKED
Note on R53: ASTA INFRA: TO BE CHECKED

## EST-GH
ELECTRICAL ESTIMATE
Sl. No. | Description of Work | Quantity | Unit | Rate | Amount
1 | Supply and Laying of ISI 25mm outer dia heavy grade with IS:9537 part 3 rigid PVC pipe concealed in Roof Slabs with all required PVC / Metallic Deep Boxes including masonary work and labour charges etc., complete. Makes : Sudhakar / Finolex / Modi / VIP / Precision / Universal / Million Plast / Gold / Polycab / DEC | 450 | ONE RM | 102 | 45900
2 | Supply and laying of ISI 25mm outer dia medium grade, with IS:9537 part 3 rigid PVC concealed in wall with all required PVC / Metallic Junction Boxes including masonary work and labour charges etc., Makes:- Sudhakar / Finolex / Modi / VIP / Precision / Universal / Million Plast / Gold / Polycab / DEC. | 3400 | ONE RM | 107 | 363800
3 | Supply and erecting PVC / GI / MS Galvanished fan hook box with hook in RCC slab including all Labour charges etc., complete. | 60 | EACH | 158 | 9480
WIRING
4 | Wiring with run of 2 of 1.5 Sqmm FRLSH / HFFR PVC insulated 1100V grade as per IS:694/1990, IS 17048 specification for Copper cable. in existing PVC conduit pipe including Supply and fixing of Jumbo Ceiling rose and 6A/10A ISI Mark 1way Modular switch with required modular box and cover frame in existing Surface or Concealed pipe wiring including cost and conveyance of all material and all labour charges etc., complete for light, Fan, Exhaust fan and bell points in R.B. Makes of wires : Finolex / RR kabel / Havells / Polycab / Finecab Gold (HFFR) / GM(HFFR) / Gold Medal(HFFR) / Million (HFFR) / KEI (HFFR) / V-Guard (HFFR) / DEC (FRLS / HFFR) / Avocab (HFFR) / Fortune Arrt (HFFR) / Nakoda (HFFR) / HPL (HFFR). Makes of switches : Legrand Arteor / Schneider Zen celo / Honeywell Blenge Plus / Cabtree Amare / Logus Platina / Gold Medal GIFA / GM-Zenova/ L&T- Englaze. | 300 | EACH POINT | 935 | 280500
5 | Supply and fixing of 10A 3/2 Pin 2 Module Modular Socket with shutter with 6 / 10A 1 Way 1 Module Modular Switch, 3 Module box with cover frame in Common switch board including cost and conveyance of all materials and all labour charges etc., complete in N.R.B. / R.B. Makes of switches : Legrand Arteor / Schneider Zen celo / Honeywell Blenge Plus / Cabtree Amare / Logus Platina / Gold Medal GIFA / GM-Zenova/ L&T- Englaze. | 70 | Each | 716 | 50120
6 | Supply and fixing of 6 / 10A 1 Way 1 Module Modular Switches - 2 Nos and 10A 3/2 Pin 2 Module Modular Socket with shutter - 2 Nos Modular type with cover plate and GI switch box fixing on separate board including all labour charges etc., complete. Makes of switches : Legrand Arteor / Schneider Zen celo / Honeywell Blenge Plus / Cabtree Amare / Logus Platina / Gold Medal GIFA / GM-Zenova/ L&T- Englaze. |  | Each | 1301 | 0
7 | Supply and fixing of 16A / 6A 2 Module Combi Socket Modular Socket with shutter with 16A/20A 1 Way 1 Module Modular Switch fixed on suitable size Modular box with required cover frame including with connections, cost and conveyance of all material and all labour charges etc., complete Makes of switches : Legrand Arteor / Schneider Zen celo / Honeywell Blenge Plus / Cabtree Amare / Logus Platina / Gold Medal GIFA / GM-Zenova/ L&T- Englaze. |  | Each | 846 | 0
8 | Supply and fixing of following switches and sockets modular type on suitable size Modular deep box with cover frame including cost and coveyance of all material and all labour charges etc., complete with following configurations 1) 16A / 6A 2 Module Combi Socket Modular Socket with shutter - 1 No 2) 16A/20A 1 Way 1 Module Modular Switch. - 1 No 3) 10A 3/2 Pin 2 Module Modular Socket with shutter - 1 Nos. 4) 6 / 10A 1 Way 1 Module Modular Switch – 1 Nos. including cost and coveyance of all material and all labour charges etc., complete for Computer, LAB and OTs Use Makes of switches : Legrand Arteor / Schneider Zen celo / Honeywell Blenge Plus / Cabtree Amare / Logus Platina / Gold Medal GIFA / GM-Zenova/ L&T- Englaze. |  | Each | 1432 | 0
9 | Supply and fixing of following switches and sockets modular type on suitable size Modular deep box with cover frame including cost and coveyance of all material and all labour charges etc., complete with following configurations. 1) 16A / 6A 2 Module Combi Socket Modular Socket with shutter - 2 Nos 2) 16A/20A 1 Way 1 Module Modular Switch. - 2 Nos 3) 10A 3/2 Pin 2 Module Modular Socket with shutter - 2 Nos. 4) 6 / 10A 1 Way 1 Module Modular Switch - 2 Nos. including cost and coveyance of all material and all labour charges etc., complete for LAB,ICU's and OTs Use Makes of switches : Legrand Arteor / Schneider Zen celo / Honeywell Blenge Plus / Cabtree Amare / Logus Platina / Gold Medal GIFA / GM-Zenova/ L&T- Englaze. |  | Each | 2846 | 0
RUN of MAINS
10 | Supply and Run of 1 of 1.5 sq.mm (Earth) FRLSH / HFFR PVC insulated 1100V grade as per IS:694/1990, IS 17048 specification for Copper cable. specifications for Copper cable in the existing conduict pipe for earth continuity inlcuding all labour charges etc., complete. Makes of wires : Finolex / RR kabel / Havells / Polycab / Finecab Gold (HFFR) / GM(HFFR) / Gold Medal(HFFR) / Million (HFFR) / KEI (HFFR) / V-Guard (HFFR) / DEC (FRLS / HFFR) / Avocab (HFFR) / Fortune Arrt (HFFR) / Nakoda (HFFR) / HPL (HFFR). | 1700 | One RM | 37 | 62900
11 | Supply and Run of 3 of 2.5 sq.mm (phase, neutral and earth) FRLSH / HFFR PVC insulated 1100V grade as per IS:694/1990, IS 17048 specifications for Copper cable of in existing conduit pipe for individual lighting circuits including labour charges etc., complete as required for switch boards. Makes of wires : Finolex / RR kabel / Havells / Polycab / Finecab Gold (HFFR) / GM(HFFR) / Gold Medal(HFFR) / Million (HFFR) / KEI (HFFR) / V-Guard (HFFR) / DEC (FRLS / HFFR) / Avocab (HFFR) / Fortune Arrt (HFFR) / Nakoda (HFFR) / HPL (HFFR). | 2600 | One RM | 166 | 431600
12 | Supply and Run of 3 of 4.0 sq mm (phase neutral and earth) FRLSH / HFFR PVC insulated 1100V grade as per IS:694/1990, IS 17048 specifications for Copper cable of in existing pipe for power points and AC Sockets inlcuding all labour charges etc., complete. Makes of wires : Finolex / RR kabel / Havells / Polycab / Finecab Gold (HFFR) / GM(HFFR) / Gold Medal(HFFR) / Million (HFFR) / KEI (HFFR) / V-Guard (HFFR) / DEC (FRLS / HFFR) / Avocab (HFFR) / Fortune Arrt (HFFR) / Nakoda (HFFR) / HPL (HFFR). | 2100 | One RM | 239 | 501900
13 | Supply and Run of 3 of 6.0 sq mm (phase neutral and earth) FRLSH / HFFR PVC insulated 1100V grade as per IS:694/1990, IS 17048 specifications for Copper cable of in existing pipe for SPNDB's incoming inlcuding all labour charges etc., complete. Makes of wires : Finolex / RR kabel / Havells / Polycab / Finecab Gold (HFFR) / GM(HFFR) / Gold Medal(HFFR) / Million (HFFR) / KEI (HFFR) / V-Guard (HFFR) / DEC (FRLS / HFFR) / Avocab (HFFR) / Fortune Arrt (HFFR) / Nakoda (HFFR) / HPL (HFFR). | 600 | One RM | 336 | 201600
14 | Supply and Run of 5 of 6.0 Sq.mm FRLSH / HFFR PVC insulated 1100V grade as per IS:694/1990, IS 17048 specifications for Copper cable in the existing conduict pipe for run of mains from VTPN / Panel Board to TPN DB"s with pin type lugs and connections etc., complete. [for LDBs & 4P MCB's ] Makes of wires : Finolex / RR kabel / Havells / Polycab / Finecab Gold (HFFR) / GM(HFFR) / Gold Medal(HFFR) / Million (HFFR) / KEI (HFFR) / V-Guard (HFFR) / DEC (FRLS / HFFR) / Avocab (HFFR) / Fortune Arrt (HFFR) / Nakoda (HFFR) / HPL (HFFR). | 550 | One RM | 568 | 312400
15 | Supply and Run of 5 of 10.0 Sq.mm FRLSH / HFFR PVC insulated 1100V grade as per IS:694/1990, IS 17048 specifications for Copper cable in the existing conduict pipe for run of mains from VTPN / Panel Board to TPN DB"s with pin type lugs and connections etc., complete. [for PDBs] Makes of wires : Finolex / RR kabel / Havells / Polycab / Finecab Gold (HFFR) / GM(HFFR) / Gold Medal(HFFR) / Million (HFFR) / KEI (HFFR) / V-Guard (HFFR) / DEC (FRLS / HFFR) / Avocab (HFFR) / Fortune Arrt (HFFR) / Nakoda (HFFR) / HPL (HFFR). | 550 | One RM | 907 | 498850
DISTRIBUTION BOARDS
16 | Supply and fixing of 20A SP Plug and Socket with 20A SP MCB with SS enclosure including connections for Flush Mounting etc.,complete for AC's. Makes : Legrand-DX3 / Schneider-Acti9 / Siemens / L&T Exora / Cabtree. | 10 | Each | 2669 | 26690
17 | Supply and fixing of FP Metal Enclosure with IP 20 Protection DB Make with 1 No 63A, 10 KA DP MCB including internal connection and labour charges for Flush Mounting etc.,complete. Makes of Enclousure : Legrand / Schneider / Siemens / L&T / Crabtree Xpro / ABB / C&S MCB Makes : Legrand-DX3 / Schneider-Acti9 / Siemens / L&T Exora / Cabtree. | 10 | Each | 4896 | 48960
18 | Supply and fixing of 4 Way (8+12) TPN DB Horizontal with IP 43 Protection as per IS:13032 with 1 No., of 32A FP MCB 10KA, C/D Curve ISI Mark as incomer and 12 Nos 6-32 A 10KA SP MCBs 10KA, C/D Curve ISI Mark as out goings including internal connections and labour charges for FLUSH Mounting etc., complete. (For Lighting DBs) DB Makes : Legrand / Schneider / Siemens / L&T / Hager / Cabtree Xpro / ABB / C&S MCB Makes : Legrand-DX3 / Schneider-Acti9 / Siemens / L&T Exora / Cabtree. | 8 | Each | 14372 | 114976
19 | Supply and fixing of 4 Way (8+12) TPN DB Horizontal with IP 43 Protection as per IS:13032 with 1 No., of 63A FP MCB 10KA, C/D Curve ISI Mark as incomer and 12 Nos 6-32 A 10 KA SP MCBs 10KA, C/D Curve ISI Mark as out goings including internal connections and labour charges for FLUSH Mounting etc., complete. (For Power DBs& UPS DB's) DB Makes :Legrand / Schneider / Siemens / L&T / Hager / Cabtree Xpro / ABB / C&S MCB Makes : Legrand-DX3 / Schneider-Acti9 / Siemens / L&T Exora / Cabtree. | 8 | Each | 15243 | 121944
20 | Supply and fixing of 8 Way VTPN DB with IP 43 Protection as per IS:13032 with 1 No., of 125A 4P MCCB, Adjustable, Confirms to IS/IEC 60947-2 having Breaking Capacity 25 KA with thermal magnetic release Panel Mounted as incomer with 8 Nos of 63A TP MCBs 10KA, C/D Curve ISI Mark as Out goings including internal connections and labour charges for FLUSH Mounting etc., complete. DB Makes :Legrand / Schneider / Siemens / L&T / Hager / Cabtree Xpro. MCB Makes : Legrand-DX3 / Schneider-Acti9 / Siemens / L&T Exora / Cabtree. MCCB Makes : L&T- D sine / Schneider-NS NSX / Legrand -DP X3 / Siemens-3V / Hager-h3 / C&S -Winbreak. | 4 | Each | 62982 | 251928
20 | Supply and fixing of cable adopteres box with cover for DBs including, massanory work etc., complete., Makes : Legrand / Schneider / Siemens / L&T / Hager / Cabtree Xpro | 20 | Each | 600 | 12000
21 | Supply and Installation of 63A 4 Pole MCCB, Adjustable, Confirms to IS/IEC 60947-2 having Breaking Capacity 16 KA with thermal magnetic release with suitable SS Enclosure and angle iron frame work on wall / floor including all Labours charges massonry work etc complete with connections. Makes : L&T- D sine / Schneider-NS NSX/Legrand -DP X3/ Siemens-3VL / Hager-h3/C&S -Winbreak. | 2 | Each | 16538 | 33076
22 | Supply and Installation of 125 Amps 4 Pole MCCB, Adjustable, Confirms to IS/IEC 60947-2 having Breaking Capacity 25 KA with thermal magnetic release with suitable SS Enclosure and angle iron frame work on wall / floor including all Labours charges massonry work etc complete with connections. Makes : L&T- D sine / Schneider-NS NSX/Legrand -DP X3/ Siemens-3VL / Hager-h3/C&S -Winbreak. | 4 | Each | 25775 | 103100
Earthings
23 | Providing independent earthing for Important equipment with 40mm dia 'B' class 2.5m long G.I pipe and 19mm dia 'B' class G.I pipe of 0.3mtr. long connected with reducer providing G.I funnel with mesh enclosed in C.C/ brick massonry chamber of 450m x 450m x 400mm withR.C.C. Slab cover duly providing staggered holes filling with 20Kg Salt and 40Kg Charcoal or 40Kg bentonite powder from the bottom of the pipe giving earth connection from electrode through G.I strip of 40 x 6mm x 200mm length with all accessories and labour charges complete, as per IS specifications 732/1982 (Part II) | 2 | Each | 6635 | 13270
24 | Providing independent earthing by exacavating a pit to a depth of 2.25Mtr in all soils as per size specified in the data for Sophisticated Electronic equipment with 600mm x 600mm x 3.15mm thick copper plate rigidly fixed to 19mm dia 'B' Class G.I Pipe of 2.5Mtr lengthwith funnel as per National Electric Code and earth connection from electrode GI strip of 40mm x 5mm x 200mm length to be bolted with nut bolts to G.I.pipe including 25mm x 3mm copper strip of 6Mtrs length connected from plate to GI strip including filling with 20Kg Salt and 40Kg Charcoal or 40Kg bentonite powder from the bottom of the pipe and providing CC / Brick massonry chamber 450mmX450mmX400mm and covered with R.C.C. Slab including all accessories and labour charges etc complete as per IS specification 732/1982 (Part II). | 4 | Each | 18940 | 75760
25 | Supply and Run of 25mm x 6mm G.I Strip including cost of all accessories and labour charges etc., complete. | 120 | One RM | 160 | 19200
26 | Supply and Run of 25mm x 3mm copper strip (Cuurrent Carrying Capacity 270A) including cost of all accessories and labour charges etc., complete. | 60 | One RM | 883 | 52980
FIXTURES
27 | Supply, transportation and fixing of 22W +/ 10% , >/ 2300 lumens, 1200mm length LED light housing made with alluminium anodised body, wide operating voltage with PF≥0.9, Surge protection: > 2KV, THD<10%, with inbuilt driver and frosted cover CCT: 3000K - 6500K as desired by the department as per IS, minimum CRI≥80 etc., complete with 5 years warranty with BIS Certification with BIS Certification LUMINAIRE MAKE: Phillips / OSRAM / GE Venture / Wipro / Crompton / Bajaj / Havells / Jaquar / Panasonic / Halonix / HPL / Goldmedal.. LED MAKE : PHILIPS LUMILEDS / CREE / NICHIA / OSRAM / SAMSUNG / LG LEDs. Make & Model will be Approved by the Head Office / Engineer-in-charge. | 20 | Each | 882 | 17640 | 20
28 | Supply, transportation and fixing 32-36W (>=3240 Lumens) 2' x2' (600mm x 600mm) slim panel Recessed / Surface LED luminaire Square Housing Made of Aluminum alloy with corrosion resistant powder coat, with high efficiency acrylic wide diffuser, with wide operating voltage range, Power factor > 0.9, Surge protection >2KV, System efficacy of >90 lumens/watt, CCT: 3000K - 6500K as desired by the department, CRI >80, and THD is less than 15% with non integrated driver etc., complete with 2 years warranty with BIS Certification. LUMINAIRE MAKE: Phillips / OSRAM / GE Venture / Wipro / Crompton / Bajaj / Havells / Jaquar / Panasonic / Halonix / HPL / Goldmedal.. LED MAKE : PHILIPS LUMILEDS / CREE / NICHIA / OSRAM / SAMSUNG / LG LEDs. Make & Model will be Approved by the Head Office / Engineer-in-charge. | 80 | Each | 3374 | 269920 | 120
29 | Supply, transportation and fixing of 18 W +/-10% (>= 1800 Lumens) LED Down Light Recessed / Surface mounting round / square with housing made of Powder coated Pressure die cast aluminium housing with extended heat sink, with Protruded high efficiency diffuser, IP20, with wide operating voltage range, Power factor > 0.9, Surge protection: > 2KV, System efficacy of >100 lumens/watt, CCT: 3000K - 6500K as desired by the department and as per IS, CRI >80, and THD is less than 15% etc., complete with 5 years warranty with BIS Certification. LUMINAIRE MAKE: Phillips / OSRAM / GE Venture / Wipro / Crompton / Bajaj / Havells / Jaquar / Panasonic / Halonix / HPL / Goldmedal.. LED MAKE : PHILIPS LUMILEDS / CREE / NICHIA / OSRAM / SAMSUNG / LG LEDs. Make & Model will be Approved by the Head Office / Engineer-in-charge. | 80 | Each | 1848 | 147840 | 40
30 | Supply, Transportation of energy efficient fan, 1200 mm sweep, aluminium body, consuming 28 W, BEE 5 star rated, ceiling fan with Brush Less Direct Current (BLDC) motor, class of insulation: B, 3 no's blades, 30 cm long down rod, 2 no's canopies, shackle'kit, safety rope, copper winding, Power Factor greater than 0.90, Service Value (CMMAV) greater than 8.5, Air delivery minimum 235 CMM, 350 RPM( tolerance as per IS:374-2019), THD less than 10%. with remote or compatible to electronic step type regulator unit for speed control and all remaining accessories including safety pin, nut bolts, washers, temperature rise = 75 degree C(max), insulation resistance more than 2 mega ohm, suitable for 230V, 50 HZ, single phase AC supply, earthing etc., including all standard accessories etc., complete. Makes : Atomberg (Efficio ) / Havells / Orient / Halonix | 60 | Each | 3505 | 210300 | 50
31 | Supply and fixing of Modular type Stepped electronic regulator for sweep AC ceiling fans of 1200mm / 1400mm complete with connections. Makes : Legrand Arteor / Schneider Zen celo / Honeywell Blenge Plus / Crabtree Amare / Logus Platina / Gold Medal GIFA / GM-Zenova/ L&T Englaze. | 60 | Each | 773 | 46380
32 | Labour charges for Fixing of Ceiling fan including giving connections with twin core wire etc., complete. | 60 | Each | 207 | 12420
33 | Supply and erecting 19/20mm steel tube down rod of one meter length with bolts & nuts duly painted with matching colour of fan complete. | 60 | Each | 175 | 10500
34 | Supply,Transportation of 12" (300mm) ISI, 900 RPM Heavy duty exhaust fan with metallic blades wiremesh with all accessories etc complete. Makes : Crompton / Almounard / Havells Turbo Force. | 10 | Each | 3952 | 39520
35 | Labour charges for fixing of Exhaust fan in wall with necessary connections and masonary work including material of making hole, finishing etc., complete. | 10 | Each | 849 | 8490
36 | Supply and fixing of GI louver shutter including GI mesh to avoid birds entry with necessary materials suitable for 300mm(12 inches) Exhaust fan. | 10 | Each | 205 | 2050
Telephone System
37 | Supply and fixing of Modular telephone Jack with connector on modular box with cover frame in existing consealed pipe wiring including cost and coveyance of all material and all labour charges etc., complete. Makes : Legrand Arteor / Schneider Zen celo / Honeywell Blenge Plus / Cabtree Amare / Logus Platina / Gold Medal GIFA / GM-Zenova/ L&T- Englaze | 40 | Each | 384 | 15360
38 | Supply, Transportation and Run of 1 of 2 Pair 0.5mm telephone copper cable in the existing conduit pipe and labour charges etc., complete. Makes : Finolex / Delton / Surabi / Polycab. | 1800 | One RM | 28 | 50400
39 | Supply, Transportation and Run of 1 of 20 Pair telephone copper cable in the existing cable tray/ conduit pipe and labour charges etc., complete. Makes :Finolex / Delton / Surabi / Polycab | 250 | One RM | 122 | 30500
40 | Supply, Transportation and Fixing of 100 pair Telephone distribution box with back mount frame, krone connector, powder coated metal body with lock and key arrangement including all accessories and labour charges etc., complete. | 1 | Each | 5507 | 5507
41 | Supply, Installation, Testing and Commissioning of IP Based digtal Telephone (EPABX) system--complied with following specifications: > IP @ Core, PCM/TDM switching, Non blocking, > Must Support PRI, E1, Analog Junctions > Must Support PC Console, > Must support Mobile SIP (Android and I O.S) > Must support Voice Mail > Must support Card based GSM > Inbuilt Call Details Software with search engine software > 8 Analog Trunks > 8 Digital Extensions > 96 Analog Extensions > 1 Digital Key Phone with minimum 16 Keys (Must work only on 2 wires) > Expandable to 220 Ports wired or more at extra cost Approved Brands: NEC/ Alcatel/ Karel / Unify |  | Each | 454460 | 0
LAN
42 | Supply, Transportation and Run of Cat - 6 UTP cable for LAN in the existing conduit pipe and labour charges etc., complete. Makes : D Link / AMP / Molex / Legrand / Krone. | 3400 | One RM | 50 | 170000
43 | Supply, Transportation and Fixing of Cat 6 RJ-45 information outlets including duel face plate with all accessories and labour charges etc., complete. Makes : D Link / AMP / Molex / Legrand / Krone. | 70 | Each | 593 | 41510
44 | Supply, Transportation and Fixing of 24 Port 10 / 100 / 1000 Gigabit Ethernet switches including all accessories and labour charges etc., complete. Makes : Digisol / TP Link / D link. | 4 | Each | 10660 | 42640
45 | Supply, Transportation and Fixing of 24 port patch panels including all accessories and labour charges etc., complete. Makes : D Link / AMP / Molex / Legrand / Krone | 4 | Each | 8123 | 32492
46 | Supply, Transportation and Fixing of 19" 6U Wall mounting net work rack with power spike including all accessories and labour charges etc., complete. Makes : HCL / VAL / Rittal / APW | 1 | Each | 8526 | 8526
CABLE TRAYS PERFORATED
47 | Supply and Installation of 150mm x 50mm x 2mm thick GI perforated cable tray with out cover along with required angle supports, with coupler plates, Anchor bolts and nuts etc complete and the tray should be fitted on the wall / Ceiling etc. complete. Makes: DEC/MNR/ H FAB or equivalent | 50 | ONE MTR | 886 | 44300
48 | Supply and Installation of 300mm x 50mm x 2mm thick GI perforated cable tray with out cover along with required angle supports, with coupler plates, Anchor bolts and nuts etc complete and the tray should be fitted on the wall / Ceiling etc. complete. Makes: DEC/MNR/ H FAB or equivalent | 100 | ONE MTR | 1227 | 122700
#REF! | Supply , fabrication and transportation of MS channel iron/ angle iron /flats including two coats of aluminium paint and one coat of red oxide paint including all labour charges etc complete. | 150 | 1KG | 142 | 21300
Lighting Panel
#REF! | Supply installation testing and commissioning of 3 phase and neutral 415V free standing floor mounted indoor Type MV panel made out of No.16/14 gauge CRCA sheet steel after 7 tank process and painting with powder coating. The panel shall consists of suitable rating TPN Alluminium busbar ( with rating of 0.8A/ Sqmm)supported with DMC /SMC barriers and colour coaded with heat shrinkable sleeves, flexibiltioy to accept the up four out going cables and necessary cable chamber . The panel shall have comprised of following switch gear . Including supply and fixing the same and painting with powder coating including internal connections cost and conveyance of all materials & labour charges. | 1 | Each | 282182 | 282182
Incomer: Supply of 160A 4-pole MCCB Adjustable, Confirms to IS/IEC 60947-2 having Breaking Capacity 25 kA with thermal magnetic release Panel Mounted-1 No Makes : LK (L&T) - D sine / Schneider-NS NSX/Legrand -DP X3/ Siemens-3V / Hager-h3 / C&S -Winbreak / BCH
Outgoing: Supply of 125 A 3-pole MCCB Adjustable, Confirms to IS/IEC 60947-2 having Breaking Capacity 25 kA with thermal magnetic release Panel Mounted-6 Nos Makes : LK (L&T) - D sine / Schneider-NS NSX/Legrand -DP X3/ Siemens-3V / Hager-h3 / C&S -Winbreak / BCH
Supply of 63 A 3-pole MCCB Adjustable, Confirms to IS/IEC 60947-2 having Breaking Capacity 16 kA with thermal magnetic release Panel Mounted-4 Nos Makes : LK (L&T) - D sine / Schneider-NS NSX/Legrand -DP X3/ Siemens-3V / Hager-h3 / C&S -Winbreak / BCH
0-415V volt Digital meter of size 96x96mm on exisiting box / panel board including connections etc., complete of CONZERVE / ELMEASURE / MECO / HPL MAKE. - 1 No.
0-100 / 200 / 400 / 600 /1000 - 5A CT Digital Ammeter of size 96x96mm on existing box / panel board including connections etc., complete of CONZERVE / ELMEASURE / MECO / HPL MAKE. - 1 No.
Analog selector switch for voltmeter / Ammeter on the existing box / panel including connections etc., complete. L&T / C&S / SALZAR / HPL MAKE. - 2 Nos
Analog LED indicator lamps on the existing box / panel board.L&T / C&S / SALZAR / HPL MAKE. - 3 Nos.
32A fuse bases with 2A control fuses. Makes : C&S / GM / Million / Gold Medal-3 Nos
Analog LT current transformer with bar primary 100/5A to 1000 / 5A ratio in the existing box / panel including connections etc., complete. KAPPA MAKE. - 3 Nos.
Labour charges etc complete with connections for Finished item of work.
Power Panel
#REF! | Supply installation testing and commissioning of 3 phase and neutral 415V free standing floor mounted indoor Type MV panel made out of No.16/14 gauge CRCA sheet steel after 7 tank process and painting with powder coating. The panel shall consists of suitable rating TPN Alluminium busbar ( with rating of 0.8A/ Sqmm)supported with DMC /SMC barriers and colour coaded with heat shrinkable sleeves, flexibiltioy to accept the up four out going cables and necessary cable chamber . The panel shall have comprised of following switch gear . Including supply and fixing the same and painting with powder coating including internal connections cost and conveyance of all materials & labour charges. | 1 | Each | 374911 | 374911
Incomer: Supply of 250A 4-pole MCCB Adjustable, Confirms to IS/IEC 60947-2 having Breaking Capacity 36 kA with thermal magnetic release Panel Mounted. Makes : LK (L&T) - D sine / Schneider-NS NSX/Legrand -DP X3/ Siemens-3V / Hager-h3 / C&S -Winbreak / BCH
Outgoings: Supply of 160A 3-pole MCCB Adjustable, Confirms to IS/IEC 60947-2 having Breaking Capacity 25 kA with thermal magnetic release Panel Mounted. Makes : LK (L&T) - D sine / Schneider-NS NSX/Legrand -DP X3/ Siemens-3V / Hager-h3 / C&S -Winbreak / BCH -4 Nos
Supply of 125 A 3-pole MCCB Adjustable, Confirms to IS/IEC 60947-2 having Breaking Capacity 25 kA with thermal magnetic release Panel Mounted. Makes : LK (L&T) - D sine / Schneider-NS NSX/Legrand -DP X3/ Siemens-3V / Hager-h3 / C&S -Winbreak / BCH- 4Nos
63A / 60A 3 Pole MCCB, Adjustable, Confirms to IS/IEC 60947-2 having Breaking Capacity 16 KA with thermal magnetic release Panel Mounted.- 6 Nos. Makes : L&T- D shine / Schneider-NS NSX / Legrand -DP X3 / Siemens-3VL / Hagerh3 / C&S -Winbreak - 6 Nos
0-415V volt Digital meter of size 96x96mm on exisiting box / panel board including connections etc., complete of CONZERVE / ELMEASURE / MECO / HPL MAKE. - 1 No.
0-100 / 200 / 400 / 600 /1000 - 5A CT Digital Ammeter of size 96x96mm on existing box / panel board including connections etc., complete of CONZERVE / ELMEASURE / MECO / HPL MAKE. - 1 No.
Analog selector switch for voltmeter / Ammeter on the existing box / panel including connections etc., complete. L&T / C&S / SALZAR / HPL MAKE. - 2 Nos
Analog LED indicator lamps on the existing box / panel board.L&T / C&S / SALZAR / HPL MAKE. - 3 Nos.
32A fuse bases with 2A control fuses. Makes : C&S / GM / Million / Gold Medal-3 Nos
Analog LT current transformer with bar primary 100/5A to 1000 / 5A ratio in the existing box / panel including connections etc., complete. KAPPA MAKE. - 3 Nos.
Labour charges etc complete with connections for Finished item of work.
UG Cable
#REF! | Supply of the Following XLPE insulated, 1100V grade armoured alluminium cable with ISI mark as per specification confirming to IS:7098 (Part - I) Makes : Torrent / Unicab / Universal / Polycab / Havells / Gloster / KEI / Finolex / RR kable / Finecab / RPG.
c | 50 Sqmm 3.5 Core | 125 | One RM | 648 | 81000
d | 70 Sqmm 3.5 Core | 125 | One RM | 830 | 103750
LT Cable laying
#REF! | Earth work excavation of Trench in hard ground soil and Sand filling shall be provided at the bottom of trench before laying the cable and laying of U.G cables from 95 Sqmm up to 400 sqmm covering the cable with bricks and back filling of Trench duly providing route indicator at every 8 Mtrs distance embedded in C.C including cost and conveyance of materials and labour charges etc., complete. | 10 | One RM | 378 | 3780
#REF! | Laying of PVC armoured under ground cable up to 70 Sqmm fixing on chromium plated metallic base saddles on wall / Cable tray as per IS 1255 and as directed by the department including cost and conveyance of all materials and labour charges etc., complete. | 390 | One RM | 55 | 21450
LT Cable terminations
#REF! | Providing Termination for UG cables for following XLPE insulated armoured cable with fixing of heavy duty type double compression weather proof type brass cable glands duly nickel plated as per BS 6121 and IP66 complete with brass checknut, outer sheath sealing gasket, with required lugs etc complete. Makes: SMI / Commet / Dowels.
c | 50 Sqmm 3.5 Core | 4 | Each | 1071 | 4284
d | 70 Sqmm 3.5 Core | 4 | Each | 1542 | 6168
| Electrical Total : |  |  |  | 5860754

## Sheet1
S.No | Description of Item | Quantity | UOM | Rate (Rs.) | Amount (Rs.)
Lab furniture with accessories :
1 | C Shaped Sitting Height Work Bench | 1 | No | 215000 | 215000
2 | J Shaped Sitting Height work Bench with Sink | 3 | No | 260000 | 780000
3 | Standing Height Works Bench | 2 | No | 80000 | 160000
4 | Standing Height Work Bench with Sink | 0 | No | 170000 | 0
5 | L Shaped Standing Height Work Bench with Sink | 5 | Nos | 130000 | 650000
6 | Standing Height Island Work Bench | 1 | Nos | 210000 | 210000
7 | Standing Height Anti Vibration Tables | 18 | Nos | 25000 | 450000
8 | Apron Cabinet | 0 | Nos | 63000 | 0
9 | Open Storage Racks | 0 | Nos | 7000 | 0
10 | Vertical Storage Cabinet | 9 | Nos | 31500 | 283500
11 | Sitting Height Work Bench | 16 | Nos | 90000 | 1440000
12 | Sitting Height Work Bench with H-frame table | 0 | Nos | 130000 | 0
13 | Overhead Wall Storage Cabinets | 22 | Nos | 9000 | 198000
14 | Vertical Acid Corrosives Storage cabinets | 0 | Nos | 74000 | 0
15 | Vertical Solvent Flammables Storage Cabinets | 0 | Nos | 140000 | 0
16 | SS Garment Disposable Bin Tilting Type | 0 | Nos | 9000 | 0
17 | Lab Chairs Type I | 0 | Nos | 15340 | 0
18 | Lab Chairs Type II | 40 | Nos | 6435 | 257400
19 | Linear work Stations | 0 | Nos | 40000 | 0
20 | Crossover bench | 0 | Nos | 41000 | 0
21 | SS Double Rack Trolleys | 0 | Nos | 18000 | 0
| Task Chair | 20 | Nos | 8700 | 174000
| Manager Chair | 2 | Nos | 15000 | 30000
| Manager Workstation with side Table | 2 | Nos | 30500
| Spot Extractors | 12 | Nos | 19500
| 5 Feet Bench Top Fume Hood | 2 | Nos | 174000
| Oven | 2 | Nos
| Dining Table Wall Hanging | 1 | Nos
| Refrigerator | 2 | Nos | 150000
Equipment
| De-Dusting Chamber |  | Nos | 680000 | 0
| Spot Extractors |  | Nos | 19500 | 0
| 5 Feet Bench Top Fume Hood |  | Nos | 174000 | 0
| Dynamic Pass Box |  | Nos | 390000 | 0
| Laminar Air Flow Cabinet |  | Nos | 770000 | 0
| Bio Safety Cabinet |  | Nos | 890000 | 0
| Differncial Pressure Gauge : Supply / Installation / Testing / Commissioning of Magnehelic gauges with suitable Box & Tubing Suitable to install in modular panel and AHU with nozzle & complete accesssories ( Range : 0 -10mm WC for inside clean room - Analog Type ) |  | Lot | 220500 | 0
| Double skin floor mounted exhaust unit of 1000cfm for Type-II - B(II) Bio Safety Cabinet 75mm static pressure suitable for high efficency motor. SITC of factory fabricated GI sheet metal ducts, along with necessary supports 24G TDF duct including cost and conveyance of all materials, accessories, labour charges for transportation, erection at site, complete for finished item of work. |  | Nos | 255000 | 0
| Supply , installation , testing and commissioning of 2 Door Interlocking System to restrict entry with Emergency push Button, including cost and conveyance of all materials etc., complete for finished item of work. |  | Job | 51800 | 0
| Supply , installation , testing and commissioning of 7 Door Interlocking System to restrict entry with Emergency push Button, including cost and conveyance of all materials etc., complete for finished item of work. |  | Job | 96500 | 0
| Supplying of Access Control System Cards with Reading Software to enable restricted access in the DCA Laboratory, including cost and conveyance of all materials etc., complete for finished item of work. |  | Nos | 230 | 0
Office Funiture
| Task Chairs |  | Nos | 8700 | 0
| Manager Chair |  | Nos | 15000 | 0
| Manager Work Station |  | Nos | 30500 | 0
Panel Partitions
| 100 mm thick double skin Walls panels of Modular clean room walls panel system |  | Sqm | 4256 | 0
| 100 mm thick double skin Walls panels of Modular clean room walls panel system with return Air Raisers and Grill |  | Sqm | 5376 | 0
| 50 mm thick double skin Walls panels of Modular clean room walls panel system |  | Sqm | 3136 | 0
| 50 mm thick double skin Ceiling panels of Modular clean room walls panel system |  | Sqm | 3696 | 0
| Providing and Fixing of Scientific Doors as per Technical Specifications. | 54 | Sqm | 12500 | 675000
Providing of Split/ Cassette Air Conditioners & AHU Ductable Units System etc. :
| 1.5 TR Split AC | 4 | Nos | 137720 | 550880
| 2 TR Split AC | 7 | Nos | 167760 | 1174320
| 5.5 TR DSU | 1 | Nos | 196000 | 196000
| 8 TR DSU | 3 | Nos | 322000 | 966000
| Supply Installation Commissioning and Validation of Heat Ventilation and Airconditioning HVAC System as detailed in the Technical Specifications |  | JOB | 12386544 | 0
Providing fire Alarm system, Fire Extinguishers & Internal Hydrant System :
| Supply erection testing and commissioning Fire Detection and Alarm System including all accessories complete as per the Technical Specifications. |  | JOB | 959201 | 0
| Supply and Fixing of ABC Powder MAP 4 Kg Fire extinguisher complete as per the Technical Specifications. |  | Nos | 5670 | 0
| Supply and Fixing of ABC Powder MAP 2 Kg Fire extinguisher complete as per the Technical Specifications. |  | Nos | 4570 | 0
Providing of LAN Network System :
| Supply erection testing and commissioning of Telephone lines including wires, jacks, distribution boxes with backmount frame, connector, powder coated metal body with lock and key arrangement, etc as per the Technical Specifications. |  | JOB | 150000 | 0
| Supply erection testing and commissioning of LAN System including Cat 6 RJ 45 outlets, Cat 6 UTP cable, network racks with power spike and accessories, 24 port and 48 port manageble switches etc as per the Technical Specifications. |  | JOB | 280000 | 0
| Supply installation testing and commissioning of IP based Digital Telephone EPABX System etc as per the Technical Specifications. |  | Job | 337000 | 0
| Supply erection testing and commissioning of Access Control System as per the Technical Specifications. |  | Nos | 150000 | 0
Providing Exhaust system etc., :
| Supply Installation and Commissioning of PPFRP Exhaust System Polypropylene Fibre Reinforced Plastic as detailed in the Technical Specifications. |  | JOB | 1800000 | 0
Providing Public Address Acess System :
| Supply Installation testing and commissioning of Public Address System etc as per the Technical Specifications. |  | JOB | 256000 | 0
Civil works :
| Flooring with non skid full body ceramic floor tiles as per Technical Specifications First Floor | 30 | Sqm | 1134 | 34020
| Providing dadooing to walls with glazed full body porcelain wall tiles as per Technical Specifications. First Floor | 90 | Sqm | 1134 | 102060
| Dismantling clearing away and carefully stacking useful materials for re use and disposal of unserviceable materials with 100m lead as directed by Executive Engineer duly taking actual premeasurements before dismantling including all labour charges etc complete for. Brick masonry. | 34 | Cum | 1527 | 51918
| Dismantling clearing away and carefully stacking useful materials for re use and disposal of unserviceable materials with 100m lead as directed by Executive Engineer duly taking actual premeasurements before dismantling including all labour charges etc complete for Flooring. | 485 | Cum | 600 | 291000 | 7.275
| Dismantling clearing away and carefully stacking useful materials for re use and disposal of unserviceable materials with 100m lead as directed by Executive Engineer duly taking actual premeasurements before dismantling including all labour charges complete. Reinforced cement concrete. | 8.62 | Cum | 2618 | 22567
| Dismantling clearing away and carefully stacking useful materials for re use and disposal of unserviceable materials with 100m lead as directed by Executive Engineer duly taking actual premeasurements before dismantling including all labour charges etc complete for. False Ceiling. | 485 | Sqm | 90 | 43650
| Dismantling doors windows and clear storey windows Ventilators etc wood or steel shutters including Chowkhats architraves hold fasts and other attachments etc and stacking them within 100m lead including labour charge etc complete for finished item of work. Not exceeding 3 sqm in area. | 2 | No | 1018 | 2036
| Dismantling doors, windows, and clear storey windows, Ventilators etc., (wood or steel) shutters including chowkhats, architraves, hold fasts and other attachments etc., and staking them with in 100m lead including labour charges etc., complete for finished item of work. Exceeding 3 sqm in area | 59 | 0 | 313 | 18467
| Conveyance of un useful excavated earth debris to a distance of 21 KM for disposal including hire charges of T and P labour charges etc complete for finished item of work. | 200 | Cum | 954 | 190800
| Dismantling, clearing away and carefully stacking useful materials for re-use and disposal of unserviceable materials including excavated earth/debris to a distance of 21 KM as directed by Executive Engineer duly taking actual premeasurements before dismantling including all labour charges etc complete Brick masonry 168.50 Cum Flooring 56.40 Cum CC up to 15cm thick 14.10 Cum RCC 14.27 Cum False Ceiling 352.00 Sqmt Doors and Windows 106 No complete for finished item of work. |  | JOB | 175000 | 0
| Reinforced Masonry for partition walls 100 mm thick in CM 1:4 prop. as per Technical Specifications APSS No. of 509 1st Floor | 61 | Sqm | 1144 | 69784
| Brick Masonry in CM 1:6 prop as per Technical Specifications. APSS No. 501 and 504 First floor |  | Sqm | 8017 | 0
| Brick masonry for panel walls in superstructure with CM 1:8 prop: Aerated Cellular Autoclaved Concrete Blocks conforming to IS:2185 Part-3 - 1984 and IS:6441-1972 of Compressive strength 3 N/mm2 600 x 200 x 200 mm including cost and conveyance of all materials like cement, screened sand, bricks, water etc., to site, including sales and other taxes on all materials and such as labour charges, like mixing cement mortar, scaffolding charges, constructing masonry, lift charges, curing, etc.,complete for finished item of work. TSSS No.501 and 504. | 22 | Cum | 14558 | 320276
| Supply and placing of the Reinforced Cement Concrete M 20 grade Nominal Mix as per Technical specifications For Lintels in First Floor | 1.5 | Cum | 9163 | 13745
| Plastering 12mm thick in two coats with base coat of 8mm thick in CM 1:6 and topcoat of 4mm thick in CM 1:4 as per Technical Specification SS 901 903 and 904 First Floor | 450 | Sqm | 458 | 206100
| Plastering 20mm thick in two coats with base coat of 16mm thick in CM 1:6 and top coat of 4mm thick in CM 1:4 as per Technical Specification SS 901 903 and 904 First Floor | 50 | Sqm | 842 | 42100
| Flooring with Double Charged vitrified tiles of size 600 x 600 mm as per Technical Specifications First Floor | 485 | Sqm | 1050 | 509250
| Providing skirting to internal walls to 10 cm height with Double Charged vitrified tiles of size 600x600 as per Technical Specification First Floor | 530 | Meter | 294 | 155820
| Supplying, providing and installing Self Leveling Epoxy flooring system EPU 3mm thick, as per Technical Specifications. Including R 75 Aluminium coving wall to flooring including c/c of all materials and labour charges etc complete finished item of work |  | Sqm | 1769 | 0
| Providing specialized high performance acrylic polymer modified elastomeric cementitious waterproof coating to the terrace walls internal portion of the bathroom and toilets internal portion of the water tanks Pg.no 729 SOR No TBSCQ.VII 04 as per Technical Specifications. | 200 | Sqm | 412 | 82400
| Providing impervious coat to exposed RCC roof slab surfaces as per Technical Specifications First floor | 30 | Sqm | 568 | 17040
| Filling with light weight concrete in Cement Concrete (1:5:10) prop. As per Technical Specifications First Floor | 5 | Cum | 3981 | 19905
| Providing specialized polysulphide sealant treatment to the expansion joints as per Technical Specifications. Sl.no 732 SOR. No TBSCQ.VII 07, including fixing of 24 gauge alluminium sheet over expansion joint |  | Meter | 759 | 0
| Supply and fixing Doors as per drawings with medium teak wood frame 750mm x 2100mm as per Technical Specifications. | 0 | Sqm | 7900 | 0
| Supply, erection and fixing of Emergency Exit Door Panic Door with Metal door frames and door shutters made of galvanized steel as per Technical Specifications. | 1 | No | 90000 | 90000
| Supplying and fixing of Unplasticised PolyVinyl Chloride UPVC 3 track sliding Windows and with 7.5mm thick Aluminium Grill as per Technical Specifications. | 40 | Sqm | 8188 | 327520
| Providing False Ceiling as per Technical Specifications. | 485 | Sqm | 1675 | 812375
| Painting One coat Water Based Cement Primer of Interior Grade I and Two coats of Acrylic Emulsion Paint over Wall putty of White Cement or Polymer or Cement based: as per Technical Specifications. | 1540 | Sqm | 410 | 631400
| Painting One coat Water Based Cement Primer of Exterior Grade II and two coats of Acrylic Emulsion paint over Exterior grade Texture ready mixed paint with sand texture as per Technical Specifications. | 1540 | Sqm | 502 | 773080
| Painting to New Wood work as per Technical Specifications. | 0 | Sqm | 515 | 0
| Painting to New Iron work as per Technical Specifications. | 0 | Sqm | 485 | 0
| Effluent Collection Tank: Earthwork excavation, PCC 1:4:8 150mm thick , RCC M25 300mm thick base Base Slab, RCC M 25 230mm side walls, Supply, fabricating, erecting and fixing in position trusses of approved design with structural steel other than MS circular tubes including roof frame work, Supply and Installation of two 5000 Litres HDPE Tanks with Pumping System 1 Running and 1 Stand by inside the constructed RCC structure complete as per Technical specifications for finished item of work as approved by the Engineer-in-Charge. |  | JOB | 459000 | 0
| Dismantling clearing away and carefully stacking useful materials for re use and disposal of unserviceable materials with 100m lead as directed by Executive Engineer duly taking actual premeasurements before dismantling including all labour charges complete Unreinforced cement concrete up to 15cm thickness. |  | Cum | 1700 | 0
| Supply, Fabrication and Erection on site MS Emergency Exit Staircase with MS railing confirming to IS 1161 to 1st Floor including Earthwork excavation, PCC 1:4:8 prop., Thermo Mechanically treated steel, RCC M 25 grade Concrete in foundation, Heavy-duty anchor HSL-3-G M16/25 Anchor Bolts, complete as per Technical specifications for finished item of work as directed by the Engineer-in-Charge. |  | Job | 600000 | 0
| Supply and fixing of Photoluminiscent Safety Signages and Lab Name Boards etc as per the Technical Specifications. | 1 | JOB | 40000 | 40000
| Supply erection testing and commissioning of RO Water Purification System of 500 LPH capacity to connect to the existing supplying system as per the directions of the Engineer-in-Charge and as per the Technical Specifications. | 0 | Job | 350000 | 0
| Dismantling,Clearing away and carefully stacking useful materials for re-use and disposal of unserviceable materials with 100m lead as directed by Executive Engineer duly taking actual pre-measurements before diamantling including all labour charges etc., complete. Not Exceeding 3 sqm in area | 0 | Each | 233 | 0
| Earth work excavation for foundations (Manual Means) of buildings, septic tank, sump, compound wall in ordinary soils and depositing on bank with an initial lead of 10m and depth up to 3m including all operational,incidental, labour charges such as shoring, sheeting, planking, strutting etc., and overheads & contractors profit complete for finished item of work excluding dewatering charges etc., as per SS 20 B(APSS 308) (Open Drain) |  | 0 | 237 | 0
| Plain Cement Concrete (1:4:8) (cement: fine aggregate: Coarse aggregate) for foundations and under flooring bed using coarse aggregate 40mm size hard , machine crushed granite from approved quarry including cost and conveyance of all materials like cement, sand, coarse aggregate, water etc. to site, including sales & other taxes on all materials and including all charges for machine mixing, laying concrete in foundations and under flooring bed, ramming in 15 cm layers finishing top surface to the required level curing etc., and overheads & contractors profit complete for finished item of work. (APSS No. 402) |  | cum | 3859 | 0
| Plain Cement Concrete (1:5:10) (cement: fine aggregate: Coarse aggregate) for foundations and under flooring bed using coarse aggregate 40mm size hard , machine crushed granite from approved quarry including cost and conveyance of all materials like cement, sand, coarse aggregate, water etc. to site, sales & other taxes on all materials and including all charges for machine mixing, laying concrete in foundations and under flooring bed, ramming in 15 cm layers finishing top surface to the required level curing etc.,and overheads & contractors profit complete for finished item of work. (APSS No. 402) Ground Floor( Open to Sky area) |  | Cum | 3681 | 0
| Providing Thermo Mechanically Treated (TMT) (Fe-500/500D/550D from Primary producer TATA, SAIL, VSP.JSW&Shyam Steel etc as per IS 1786-2008) of different diameters for RCC works, including labour charges for straightening, cutting, bending to required sizes and shapes, placing in position with cover blocks of approved materials and size and tying and lap-splicing with binding wire of 18 SWG, forming grills for reinforcement work as per approved designs and drawings, including cost and conveyance of steel bars, including all wastages such as overlaps, couplings, chairs, spacer bars including cost and conveyance of binding wire, cover blocks and all incidental, operational, labour charges such as cutting. bending, placing in position, tying including sales and other taxes on all materials etc. ,and overheads & contractors profit complete for finished item of work. APSS No. 126) | 0.3 | MT | 64900 | 19470
| Painting to old wood work and flush shutters with two coats of synthetic enamel paint Grade-II Voc (Volatile Organic Compound) content less than 50grams/litre of approved brand and shade including cost and conveyance of all materials to site and all labour charges etc., complete sales & other taxes on cost of all materials etc and overheads & contractors profit complete in all floors (APSS No 1200, 1207 & 1211) |  | Sqm | 109 | 0
| Painting two coats with synthetic enamel paint Grade-II VOC (Volatile Organic Compound) content less than 50 grams/litre over primer coat of red oxide to Old iron work including cost and conveyance of all materials to site, sales & other taxes, incidental, operational and all labour charges etc., and overheads & contractors profit complete for finished item of work in all floors. (SS No. 1201, 1212 & 1207). |  | Sqm | 103 | 0
| Pre construction Anti termite treatment is a process in which chemical toxic to sub terrain termites is apply/ inject into soil during early stage of building Construction Treatment of soil Beneath the building and around the foundations conduct and chemical use as per BIS - IS 6313 (Part -2) 2013 code specification & CIB RC registered termiticide which creates a continuous chemical barrier beneath the building which kills or repels terminates & impervious to tremite entry Imidacloprid 30.5% SC (IS 63131) dissolve 2.1 Ml/1 liter of water and apply emulsion/solution @ 7.5 Litres/Square meter (Sqm) of internal, external vertical surface of the columns , plinth beams (Back filling) walls and floor junction, external perimeters, along retaining wall @ 5.0 Liters/Sqm of the horizontal surface of basement top surface of the basement filling below flooring bed (Plinth) & @ 2.0 Litres/ Line meter at expansion joints. The substructure of a depth of 500mm around columns & 300mm deep around plinth beams, basements & floor filling area including excavation channel along the wall & rodding etc. cost & Conveyance of all materials to the site, cost of labour for spraying, rodding etc. complete for furnished item of work as per the approval of the Engineer-in-charge (Plinth area measurements will be taken for payment). |  | sqm | 152 | 0
| Plain Cement Concrete M 20 Nominal mix using Concrete Batching Plant, 20mm size hard granite machine crushed graded metal (coarse aggregate - as per IS 383 - 1970 and IS 2386 Part 1 to Part 8) from approved quarry, using a minimum quantity of 330 kgs. of cement per 1 cum of concrete including cost and conveyance of all materials like cement, fine aggregate (Sand), coarse aggregate, water etc., to site including steel centering, shuttering, machine mixing, lift charges, laying concrete,vibrating, curing, overheads & contrctors profit etc., complete for finished item of work (APSS No. 402 & 403). 2nd Floor. |  | Cum | 6722 | 0
| Supplying and fixing of 7.5mm thick Aluminium Grill (as approved by the department) 3.58 Kg/Sqm including cost and conveyance of all materials, accessories, labour charges for transportation, erection at site, overheads and contractor profit etc., complete for finished item of work. |  | Sqm | 1009 | 0
| Providing cladding to walls with High Polished Granite 16 to 18 mm thick up to 8'-00 (2.43 M) other than black and regular colours, length equal to flooring slabs set over base coat of CM(1:5) 12 mm thick using screened sand with cement slurry of honey like consistency spread at the rate of 3.30 kgs per sqm and jointing with white cement paste mixed with pigment of matching shade to full depth, including cost of all materials like tiles, cement, sand and water etc., and overheads & contractors profit complete for finished item of work. |  | Sqm | 3460 | 0
| Flooring with 16 to 18 mm thick high polished granite stone slabs black colour as approved by the Engineer-in-Charge of length not less than 2.43 mts set over base coat of cement mortar (1:8) , 20mm thick using screened sand over CC bed already laid or RCC roof slab including neat grey cement slurry of honey like consistency spread @ 3.3 Kg per sqm and jointed neatly with white cement paste mixed with pigment of matching shade to full depth including cost and conveyance of all materials like cement , sand , water , granite slabs etc., to work site and all operational, incidental labour & lift charges, half rounding the edge , polishing charges and all other taxes on all materials, cost of base coat and overheads & contractors profit complete for finished item of work for platforms (S.S.701 & special) |  | Sqm | 4136 | 0
| Supplying and fixing of 30mm thick Wood Plastic Composite (WPC) Door shutter, comprising of 70% virgin polymer, 15% wood powder (fiber), and the remaining 15% additives, the door shutter shall be water resistant, fire resistant and termite resistant, with Tensile Strength not less than 170 Kgf/cm2 and the door shutters surface finished deco paint etc., complete excluding cost of hinges, latches, aldrops etc., and including ISI marked Stainless Steel fixtures 3 Nos. butt hinges (IS:205) of 75mm long, 1 No. aldrop (IS:15834) 200 mm long, 1 No. tower bolt (IS:15833) of 100 mm x 10mm dia, 1 No. 105mm long handles (IS:208), including labour charges for fixing the frame in position, fixing the shutter to the frame etc., including overheads & contractors profit complete for finished item of work as per APSS 1001 & 1002. (The vertical frame of door shall be embedded in flooring for deth of not less than 10mm) (1000mm x 2100mm) | 7.5 | Sqm | 2935 | 22013
| Providing and fixing factory made solid Wood Polymer Composite (WPC) single extruded Door Frame section of 100*65 MM with encapsulation of 6 MM rigid layer on all external surfaces. The door frame will have a rebate of 32MM/ 37 MM. The two Vertical members are to be joined together with the horizontal member using 8x75MM long MS Star full thread screws to be used with reverse forward speed control hand rilling machine. The ready/assembled door frame is fixed to wall using Z Hand fast 300 MM long hold fast. | 7.5 | Sqm | 669 | 5018
| Supply and fixing of Aluminium Frame work with supporting Aluminium sections of size 40×25mm of 2mm thick for outer frame & verticals ,of size 40x20mm of 2mm thick High Pressure Laminated (HPL) Cubicals including fixing the required number of screws bolts,ss butt hinges ss tower bolt ,ss handles and also silicon jell and nut including labour charges for fixing the frame in position using High Pressure Laminated Boards Sheet, including cost and conveyance of all materials etc., complete as directed as approved by Engineer-in-charge during execution including overheads & contractors profit etc., complete for finished item of work. | 10 | Sqm | 7000 | 70000
| Supply and placing of Pre-cast RCC slabs of size 600mm x 400mm x 50mm on open drain area including cost and conveyance of all materials, accessories, labour charges for transportation, erection at site including overheads and contractor profit etc., complete for finished item of work. |  | Nos | 575 | 0
| Emergency Crash Panel toughend glass of 10mm thickness in Microbiology lab area of size 1000x2100x10mm, accessories, labour charges for transportation, erection at site, complete for finished item of work. |  | Nos | 39000 | 0
| Providing and placing on terrace (at all floor levels) polyetheylene water storage tank with double layer approved brand and manufacture with cover and suitable locking arrangement and making necessary holes for inlet and outlets and over flow pipes but without fittings and base support for tanks including cost and conveyance of all materials and labour charges , overheads & contractors profit complete for finished item of work. |  | Ltrs | 7 | 0
| Providing 110 mm Dia ISI marked PVC down water take pipes with socket, 2.5mm thick 4.0 kg/sq.cm pressure of ISI marked including cost of necessary PVC Bends, shoes, iron / PVC clamps and all other accessories and fixing in position including cost and conveyance of all materials, sales & other taxes on materials to site, operational & incidental charges including all labour charges for fixing at site etc., and overheads & contractors profit complete for finished item of work. (APSS No. 1328) |  | Rm | 255 | 0
| Supplying and fixing of SWR PVC pipes (Prince/Sudhakar/Kisan/Supreme or any ISI brand) 4 Kg/Sq.cm. and fixing all special such as plain bends, off sets, door bends, single junctions, double junctions as per site requirement, fixing with PVC clamps if necessary with required number of Bombay nails including cost and conveyance of all materials to site, labour charges, overheads & contractors profit complete for finished item of work at all floor levels. (APSS No. 1302 1319 & 1326) |  | Rm | 208 | 0
| Placement of vertical autoclave in wash and decontamination area duly following the below steps: 1)Removing of 2 Sceintific door for entry and placing of the vertical Autoclave 2) Removing of Existing 50mm wall panels, 3)Removing electrical cables and sockets, 4)Removing of electrical switches, 5)Dismantling of electrical service drop, 6)Dismantling of work station, 7)cutting and bull nose of granite,8) Laying of New RO line for vertical autoclave, 9) drain line for vertical autoclave, 10)removing and re applying of Epoxy Coving works in Wash and Decontamination room in Microbiology lab area 11) Retermination of Electrical switches, sockets and electrical cables. 12) Re-fixing of 50mm wall panels and doors |  |  | 325000 | 0
Plumbing
| Supplying and fixing 15 mm brass body CP finish bib tap of not less than 300 grams weight screw grams weight with quarter turn spindle with internal/ external threaded connection conforming to IS 8931 as approved by the Engineer-In-Charge including cost and conveyance of all materials, labour charges, overheads and contractors profit complete for finished item of work in all floors.at MGMH Petlaburj | 2 | Nos | 881 | 1762
| Supply and fixing of Ashirvad/ Ajay/ Astral Flowguard or equivalent CPVC Pipes and Fittings SDR 13.5 to meet the requirement of ASTM-D 2846 and are produced in CTS Copper Tube Sizes 1/2inches to 2inches for hot and cold water IS 15778:2007 including cost and conveyance of all materials to site, labour charges for fixing,complete for finished item of work at all floor levels. 15.90mm OD pipe at MGMH Petlaburj |  | Rmt | 199 | 0
| Supply and fixing of Ashirvad/ Ajay/ Astral Flowguard or equivalent CPVC Pipes and Fittings SDR 13.5 to meet the requirement of ASTM-D 2846 and are produced in CTS Copper Tube Sizes 1/2inches to 2inches for hot and cold water IS 15778:2007 including cost and conveyance of all materials to site, labour charges for fixing,complete for finished item of work at all floor levels. 22.20mm OD pipe at MGMH Petlaburj |  | Rmt | 229 | 0
| Supplying and fixing of SWR PVC pipes Prince/Sudhakar/Kisan/Supreme or any ISI brand 4 Kg/Sq.cm. and fixing all special such as plain bends, off sets, door bends, single junctions, double junctions as per site requirement, fixing with PVC clamps if necessary with required number of Bombay nails including cost and conveyance of all materials to site, labour charges, complete for finished item of work at all floor levels. APSS No. 1302 1319 and 1326 - 75mm dia at MGMH Petlaburj |  | Rmt | 327 | 0
| Supplying and fixing of SWR PVC pipes Prince/Sudhakar/ Kisan/Supreme or any ISI brand 4 Kg/Sq.cm. and fixing all special such as plain bends, off sets, door bends, single junctions, double junctions as per site requirement, fixing with PVC clamps if necessary with required number of Bombay nails including cost and conveyance of all materials to site, labour charges, complete for finished item of work at all floor levels. APSS No. 1302 1319 and 1326- 110mm dia at MGMH Petlaburj |  | Rmt | 444 | 0
| Supplying and fixing Bronze Gate/ Globe valve as per IS - 778 Class - I, Indian make heavy type including cost and conveyance of all materials , labour charges , overheads and contractors profit complete for finished item of work. 25mm Nominal bore at MGMH Petlaburj | 7 | Nos | 1746 | 12222
| Supplying and fixing of 4inches 101.6mm multi floor trap with jali - UPVC/SWR pipe fittings as per site requirements with standard practice for all floors including cost and conveyance of all materials to site, labour charges ,etc., complete for finished item of work. at MGMH Petlaburj | 10 | Nos | 220 | 2200
| Supplying and fixing Indian make Flat Back Wash Hand Basin 1st quality conforming to IS:2556-Part-4:1972 of size 550mm x 400mm with 32 mm nominal size C.P. Fitting with parallel pipe thread conforming to IS:2963- 1979 and fitted with 15 mm nominal bore Chromium Plated Pillar Tap of 1st quality Indian make heavy duty complete with standard CI brackets including wooden blocks ,1 No.12.70mm PVC connection with brass union nuts CP coated , angle stop cock 12.70mm dia. first quality Indian make heavy duty, 30mm dia. PVC flexible waste pipe 914.4mm length of 1st quality including cost and conveyance of all materials to site, labour charges for finished item of work at MGMH Petlaburj | 6 | Nos | 3800 | 22800
| Supply, Installation and commissioning approved make floor mounted Anglo Indian wash down EWC conforming to IS:2556 Part 8-2004 suit with P or S trap with dual flush porcelain cistern fixed on wash down EWC with all internal parts of dual flush cistern, ultra solid seat cover of approved make with rubber buffer and cap and 15 mm angle stop cock and 450 mm long PVC inter connection pipe wall flanges all of approved make etc. complete for finished item of work in all respects: TBSP-E.II-03 at MGMH Petlaburj | 7 | Nos | 7590 | 53130
| Supplying and fixing Chromium plated finish brass body quarter turn Bibcock cum Health Faucet with 1m long tube and wall hook with necessary fittings etc., complete including cost and conveyance of all materials, labour charges, complete for finished item of work in all floors. at MGMH Petlaburj | 7 | Nos | 4579 | 32053
| Supplying and fixing CP finish brass soap dish of approved make ISI quality including cost and conveyance of all materials, labour charges for fixing, for finished item of work in all floors at MGMH Petlaburj | 6 | Nos | 872 | 5232
| Supplying and fixing TV shape mirror with plastic frame of size 609.6mm x 457.2mm, plywood back with NP screws 1st quality including cost and conveyance of all materials, labour charges, for finished item of work in all floors. at MGMH Petlaburj | 6 | Nos | 727 | 4362
| Supplying and fixing of CP finish brass wall mounted towel ring at MGMH Petlaburj | 6 | Nos | 873 | 5238
| Supplying and fixing 15 mm brass body CP finish self closing tap push type conforming to IS 1711 as approved by the Engineer-In-Charge including cost and conveyance of all materials, labour charges, complete for finished item of work in all floors. at MGMH Petlaburj | 6 | Nos | 418 | 2508
Electrical
Note on C79: ASTA INFRA: 485 Sqm

## Sheet2
Sl No | Description | UOM | Qty
Equipment
Ref