## Sheet1
DETAILED MEASUREMENTS
Name of the work: Design,Fabrication,Installation and Commissioning on Turnkeybasis the work of "Establishment of State Organ Transplant Centre" in the 8th Floor,SW-Block of Gandhi Hospital,Secunderanad.
Date Of Measurement | Discription Of Work etc., | Measurements Up to date
|  | No |  | L | B | D | Content | Rs
SOTC 147 | Dismantling, clearing away and carefully stacking useful materials for re-use and disposal of unserviceable materials with 100m lead as directed by Engineer-in-Charge duly taking actual premeasurements before dismantling including all charges complete (Brick Masonary)
| Billed Quantity | [5 empty] | 137.94
| Electrical Room Toilet Corridor Wall | 1 | 1 | 5.52 | 0.15 | 2.1 | 1.7388
| do | 1 | 1 | 0.2 | 0.15 | 2.1 | 0.063
| Access Control Door wall | 4 | 2 | 0.57 | 0.23 | 2.1 | 2.2025
| Window Opening Clean Utility | 1 | 1 | 1.6 | 0.23 | 1.7 | 0.6256
| HOD Room Door Opening | 1 | 1 | 1 | 0.23 | 2.25 | 0.5175
| ICU2 Toilet Entry Door Opening | 1 | 1 | 1.2 | 0.23 | 2.1 | 0.5796
| MOTS Room Ducting Supply And Returen | 1 | 2 | 0.6 | 0.23 | 0.4 | 0.1104
| POST ICU Ducting Supply And Return | 1 | 2 | 0.6 | 0.15 | 0.4 | 0.072
| Toilet Wall | 1 | 2 | 0.6 | 0.15 | 0.4 | 0.072
| Corridor Wall | 1 | 2 | 0.6 | 0.23 | 0.4 | 0.1104
| TICU2 Room Supply And Return | 1 | 2 | 0.6 | 0.15 | 0.4 | 0.072
| Toilet Wall | 1 | 2 | 0.6 | 0.23 | 0.4 | 0.1104
| TICU | 1 | 2 | 0.6 | 0.15 | 0.4 | 0.072
| Corridor Wall | 1 | 2 | 0.6 | 0.23 | 0.4 | 0.1104
| OT-1 Supply and Return Ducting | 1 | 1 | 2.6 | 0.23 | 0.4 | 0.2392
| OT-2 Supply and Return Ducting | 1 | 2 | 1.2 | 0.23 | 0.3 | 0.1656
| OT-3 Supply and Return Ducting | 1 | 1 | 2.5 | 0.23 | 0.3 | 0.1725
| OT-4 Supply and Return Ducting | 1 | 1 | 1.2 | 0.23 | 0.3 | 0.0828
| TIR-1 Supply And Return Ducting | 1 | 2 | 0.8 | 0.23 | 0.3 | 0.1104 |  |  | 145.33
| TIR-2 Supply And Return Ducting | 1 | 1 | 1.4 | 0.23 | 0.3 | 0.0966 |  |  | 152.7
| TIR-3 Supply And Return Ducting | 1 | 1 | 1 | 0.23 | 0.3 | 0.069 |  |  | 7.37
[7 empty] | 7.3927 | Cum
| Sub Total | [5 empty] | 145.3327 |  |  | 145.33
| Probable Variation in Quantity | [5 empty] | 7.3573
| Total | [5 empty] | 152.69
SOTC 154 | Brick Masonry work in CM (1:6) prop in superstructure
| Billed Quantity | [5 empty] | 78.28
| Corridor @ UPS | 1 | 1 | 2.94 | 0.23 | 3.45 | 2.3329
| Electrical Room Toilet Corridor Closing | 1 | 1 | 1.98 | 0.23 | 3.05 | 1.389
| Post ICU Access Control Door | 1 | 1 | 3 | 0.23 | 3.45 | 2.3805
| Door Deduction(-) | -1 | 1 | 2 | 0.23 | 2.1 | -0.966
| MOT Integration Podium | 1 | 1 | 3.54 | 1.67 | 0.3 | 1.7735
| Steps | 1 | 2 | 1.67 | 0.25 | 0.15 | 0.12525
| Fire Exit Door | 1 | 1 | 3 | 0.23 | 3 | 2.07
| Door Deduction(-) | -1 | 1 | 1.8 | 0.23 | 2.1 | -0.8694
| Access Control Door | 1 | 5 | 3 | 0.23 | 3.45 | 11.9025
| Door Deduction(-) | -1 | 5 | 2 | 0.23 | 2.1 | -4.83
| General Store Corridor Closing | 1 | 1 | 1.8 | 0.23 | 2.1 | 0.8694
| do | 1 | 1 | 3 | 0.23 | 1.35 | 0.9315
| Reception Back Wall | 1 | 1 | 4.88 | 0.23 | 3.45 | 3.8723
| Electrical Room Main Door Wall | 1 | 1 | 1.74 | 0.23 | 3 | 1.2006
| Door Deduction(-) | -1 | 1 | 1.2 | 0.23 | 2.1 | -0.5796
| Window Closings OT-1 | 1 | 5 | 1 | 0.23 | 1.7 | 1.955
| do | 1 | 1 | 0.9 | 0.23 | 1.7 | 0.3519
| do | 1 | 1 | 1.8 | 0.23 | 1.7 | 0.7038
| Sterile Store Room Short Wall | 1 | 1 | 2.1 | 0.23 | 3 | 1.449
| Winddow Deductions (-) | -1 | 2 | 0.9 | 0.23 | 1.7 | -0.7038
| Access Control Door Wall At LIFt | 1 | 1 | 5.8 | 0.23 | 3 | 4.002
| Door Deduction(-) | -1 | 1 | 2 | 0.23 | 2.1 | -0.966
| MOTS Room Ducting Supply And Returen | 1 | 2 | 0.6 | 0.23 | 0.4 | 0.1104
| POST ICU Ducting Supply And Return | 1 | 2 | 0.6 | 0.15 | 0.4 | 0.072
| Toilet Wall | 1 | 2 | 0.6 | 0.15 | 0.4 | 0.072
| Corridor Wall | 1 | 2 | 0.6 | 0.23 | 0.4 | 0.1104
[7 empty] | 28.3943 | Cum |  | 106.6743 | 112.008
| Sub Total | [5 empty] | 106.6743
| Probable Variation in Quantity | [5 empty] | 5.2757
| Total | [5 empty] | 111.95
SOTC 155 | Reinforced Masonry for partition walls (100 mm thick) in CM (1:4)
| Billed Quantity | [5 empty] | 348.01
| Reception | 1 | 1 | 2 |  | 3.45 | 6.9
| HOD Room Main Door Closing | 1 | 1 | 1 |  | 2.1 | 2.1
| Fire Exit Door Wall | 1 | 1 | 0.9 |  | 3.45 | 3.105
| do | 1 | 1 | 1.64 |  | 3.45 | 5.658
| Door Deduction(-) | -1 | 1 | 1.2 |  | 2.1 | -2.52
| Electricla Room Wall | 1 | 1 | 2.1 |  | 3.45 | 7.245
| do | 1 | 1 | 4.27 |  | 3.45 | 14.7315
| Door Deduction(-) | -1 | 1 | 1 |  | 2.1 | -2.1
| TIC Door Closing | 1 | 1 | 1.2 |  | 2.1 | 2.52
[7 empty] | 37.6395 | Sqm | 385.6495 | 404.932
| Sub Total | [5 empty] | 385.6495
| Probable Variation in QTY | [5 empty] | 19.2805
| Total | [5 empty] | 404.93
SOTC 158 | Thermo Mechanically Treated (Fe -500/500D/550D) for RCC works
| Billed Quantity | [5 empty] | 0.52 mt
[7 empty] | 12mm | 8mm
| Post ICU Access Control Door Main Top Bar 12mm | 1 | 2 | 2.6 |  |  | 5.2
| Bottom 12mm | 1 | 2 | 2.6 |  |  | 5.2
| Stirrups 8mm | 1 | 23 | 0.8 |  |  |  | 18.4
| Fire Exit Door Top Bar 12mm | 1 | 2 | 2.4 |  |  | 4.8
| Bottom 12mm | 1 | 2 | 2.4 |  |  | 4.8
| Stirrups 8mm | 1 | 21 | 0.8 |  |  |  | 16.8
| Access Control Doors Top Bar 12mm | 5 | 2 | 2.6 |  |  | 26
| Bottom 12mm | 5 | 2 | 2.6 |  |  | 26
| Stirrups 8mm | 5 | 24 | 0.8 |  |  |  | 96
| Electrical Room Main Door Wall Top Bar 12mm | 1 | 2 | 1.5 |  |  | 3
| Bottom 12mm | 1 | 2 | 1.8 |  |  | 3.6
| Stirrups 8mm | 1 | 13 | 0.6 |  |  |  | 7.8
| Sterile Room Windows Top Bar 12mm | 2 | 2 | 1.5 |  |  | 6
| Bottom 12mm | 2 | 2 | 1.5 |  |  | 6
| Stirrups 8mm | 2 | 12 | 0.8 |  |  |  | 19.2
| Access Control Door Wall At LIFt Top Bar 12mm | 1 | 2 | 2.6 |  |  | 5.2
| Bottom 12mm | 1 | 2 | 2.6 |  |  | 5.2
| Stirrups 8mm | 1 | 25 | 0.6 |  |  |  | 15
| Fire Exit Door Top Bar 12mm | 1 | 2 | 1.8 |  |  | 3.6
| Bottom 12mm | 1 | 2 | 1.8 |  |  | 3.6
| Stirrups 8mm | 1 | 15 | 0.6 |  |  |  | 9
| Electrical Room Door Top Bar 12mm | 1 | 2 | 1.6 |  |  | 3.2
| Bottom 12mm | 1 | 2 | 1.6 |  |  | 3.2
| Stirrups 8mm | 1 | 13 | 0.6 |  |  |  | 7.8
| Clean Utility Window Top Bar 12mm | 1 | 2 | 2.2 |  |  | 4.4
| Bottom 12mm | 1 | 2 | 2.2 |  |  | 4.4
| Stirrups 8mm | 1 | 19 | 0.6 |  |  |  | 11.4
| HOD Room Door Top Bar 12mm | 1 | 2 | 1.6 |  |  | 3.2
| Bottom 12mm | 1 | 2 | 1.6 |  |  | 3.2
| Stirrups 8mm | 1 | 13 | 0.6 |  |  |  | 7.8
| ICU2 Toilet Door Top Bar 12mm | 1 | 2 | 1.6 |  |  | 3.2
| Bottom 12mm | 1 | 2 | 1.6 |  |  | 3.2
| Stirrups 8mm | 1 | 13 | 0.6 |  |  |  | 7.8
[7 empty] | 136.2 | 217
[7 empty] | 0.89 | 0.36
[7 empty] | 0.12122 | 0.07812
[8 empty] | 0.2 Mt | 0.72
| Sub Total | [5 empty] | 0.72mt
| Probable Variation in QTY | [5 empty] | 0
| Total | [5 empty] | 0.72mt
SOTC 151 | Supply and placing of the reinforced cement concrete M25 grade Nominal Mix as per Technical Specifications-For Lintels
| Billed Quantity | [5 empty] | 2.09
| Post ICU Access Control Door | 1 | 1 | 2.3 | 0.23 | 0.15 | 0.07935
| Fire Exit Door | 1 | 1 | 2.1 | 0.23 | 0.15 | 0.07245
| Access Control Doors | 1 | 5 | 2.3 | 0.23 | 0.15 | 0.39675
| Electrical Room Main Door Wall | 1 | 1 | 1.5 | 0.23 | 0.15 | 0.05175
| Sterile Room Windows | 1 | 2 | 1.2 | 0.23 | 0.15 | 0.0828
| Access Control Door Wall At LIFt | 1 | 1 | 2.3 | 0.23 | 0.15 | 0.07935
| Fire Exit Door | 1 | 1 | 1.5 | 0.15 | 0.15 | 0.03375
| Electrical Room Door | 1 | 1 | 1.3 | 0.15 | 0.15 | 0.02925
| Clean Utility Window | 1 | 1 | 1.9 | 0.15 | 0.15 | 0.04275
| HOD Room Door | 1 | 1 | 1.3 | 0.15 | 0.15 | 0.02925
| ICU2 Toilet Door | 1 | 1 | 1.3 | 0.15 | 0.15 | 0.02925
[7 empty] | 0.9267 | Cum
| Sub Total | [5 empty] | 2.09
| Probable Variation in QTY | [5 empty] | 1.08
| Total | [5 empty] | 3.17
SOTC 159 | Plastering 12mm thick in two coats with base coat of 8mm thick in CM (1:6) and top coat of 4mm thick in CM (1:4). for Internal walls.
| Billed Quantity | [5 empty] | 1696.98
| Corridor @ UPS | 1 | 2 | 2.94 |  | 3.45 | 20.286
| Electrical Room Toilet Corridor Closing | 1 | 2 | 1.98 |  | 3.05 | 12.078
| Post ICU Access Control Door | 1 | 2 | 3 |  | 3.45 | 20.7
| Door Jam | 1 | 1 | 6.2 | 0.23 |  | 1.426
| Door Deduction(-) | -1 | 2 | 2 |  | 2.1 | -8.4
| MOT Integration Podium Top | 1 | 1 | 3.54 | 1.67 |  | 5.9118
| Side | 1 | 1 | 3.54 |  | 0.3 | 1.062
| Steps Thread | 1 | 2 | 1.67 | 0.25 |  | 0.835
| Riser | 1 | 2 | 1.67 |  | 0.15 | 0.501
| Fire Exit Door | 1 | 2 | 3 |  | 3 | 18
| Door Jam | 1 | 1 | 6 | 0.23 |  | 1.38
| Door Deduction(-) | -1 | 2 | 1.8 |  | 2.1 | -7.56
| Access Control Door | 5 | 2 | 3 |  | 3.45 | 103.5
| Door Jam | 5 | 2 | 6.2 | 0.23 |  | 14.26
| Door Deduction(-) | -5 | 2 | 2 |  | 2.1 | -42
| General Store Corridor Closing | 1 | 2 | 1.8 |  | 2.1 | 7.56
| do | 1 | 2 | 3 |  | 1.35 | 8.1
| Reception Back Wall | 1 | 2 | 4.88 |  | 3.45 | 33.672
| Electrical Room Main Door Wall | 1 | 2 | 1.74 |  | 3 | 10.44
| Door Jam | 1 | 1 | 5.4 | 0.23 |  | 1.242
| Door Deduction(-) | -1 | 1 | 1.2 |  | 2.1 | -2.52
| Window Closings OT-1 | 5 | 2 | 1 |  | 1.7 | 17
| do | 1 | 2 | 0.9 |  | 1.7 | 3.06
| do | 1 | 2 | 1.8 |  | 1.7 | 6.12
| Sterile Store Room Short Wall | 1 | 2 | 2.1 |  | 3 | 12.6
| Door Jam | 1 | 2 | 5.2 | 0.23 |  | 2.392
| Winddow Deductions (-) | -1 | 2 | 0.9 |  | 1.7 | -3.06
| Access Control Door Wall At LIFt | 1 | 2 | 5.8 |  | 3 | 34.8
| Door Jam | 1 | 1 | 6.2 | 0.23 |  | 1.426
| Door Deduction(-) | -1 | 1 | 2 |  | 2.1 | -4.2
| Reception | 1 | 2 | 2 |  | 3.45 | 13.8
| HOD Room Main Door Closing | 1 | 2 | 1 |  | 2.1 | 4.2
| Fire Exit Door Wall | 1 | 2 | 0.9 |  | 3.45 | 6.21
| do | 1 | 2 | 1.64 |  | 3.45 | 11.316
| Door Jam | 1 | 1 | 5.4 | 0.15 |  | 0.81
| Door Deduction(-) | -1 | 2 | 1.2 |  | 2.1 | -5.04
| Electricla Room Wall | 1 | 2 | 2.1 |  | 3.45 | 14.49
| do | 1 | 2 | 4.27 |  | 3.45 | 29.463
| Door Jam | 1 | 1 | 5.2 | 0.15 |  | 0.78
| Door Deduction(-) | -1 | 1 | 1 |  | 2.1 | -2.1
| TIC Door Closing | 1 | 2 | 1.2 |  | 2.1 | 5.04
| MOTS Room Ducting Supply And Returen | 2 | 2 | 0.6 | 0.23 | 0.4 | 0.2208
| POST ICU Ducting Supply And Return | 2 | 2 | 0.6 | 0.15 | 0.4 | 0.144
| Toilet Wall | 2 | 2 | 0.6 | 0.15 | 0.4 | 0.144
| Corridor Wall | 2 | 2 | 0.6 | 0.23 | 0.4 | 0.2208
[7 empty] | 349.5808 | Sqm
| Sub Total | [5 empty] | 2046.5608
| Probable Variation in QTY | [5 empty] | 101.8392
| Total | [5 empty] | 2148.4
SOTC 174 | Doors as per approved drawings with medium teak wood frame (1000mm x 2100mm)
Billed Quantity
| HOD Room | 1 | 1 | 0.99 |  | 2.15 | 2.1285
| Reception | 1 | 1 | 1 |  | 2.1 | 2.1
| Change Rooms | 1 | 4 | 0.75 |  | 2.1 | 6.3
| Counseling room | 1 | 1 | 1 |  | 2.16 | 2.16
| Dirty Utility Room | 1 | 1 | 0.75 |  | 2.1 | 1.575
| General Store Room | 1 | 1 | 1 |  | 2.1 | 2.1
[7 empty] | 16.3635 | Sqm
| Sub Total | [5 empty] | 16.36 | Sqm
| Probable Variation in QTY | [5 empty] | 0.84 | Sqm
| Total | [5 empty] | 17.2 | Sqm
SOTC 173 | Doors as per approved drawings with medium teak wood frame (1500mm x 2600mm)
Billed Quantity
| MOT'S Integration Room | 1 | 1 | 1.5 |  | 2.14 | 3.21
| MOT'S Integration Room | 1 | 1 | 1.5 |  | 2.14 | 3.21
| Waiting Area | 1 | 1 | 1.2 |  | 2.6 | 3.12
| ICU2 Toilet Passage Entrance door | 1 | 1 | 1.2 |  | 2.16 | 2.592
| Dirty Utility Toilets Entrance Door | 1 | 1 | 1.2 |  | 2.1 | 2.52
[7 empty] | 14.652 | Sqm
| Sub Total | [5 empty] | 14.65
| Probable Variation in QTY | [5 empty] | 0.75
| Total | [5 empty] | 15.4
SOTC 176 | Scientific Doors with metal door frames and door shutters made of galvanize steel
Billed Quantity
| Post ICU | 1 | 1 | 1.5 |  | 2.1 | 3.15
| Toilet @ Post ICU | 1 | 1 | 1.2 |  | 2.1 | 2.52
| Anesthesia Lounge | 1 | 1 | 1.5 |  | 2.1 | 3.15
| Surgeouns Lounge | 1 | 1 | 1.5 |  | 2.1 | 3.15
| Sterile Store Room | 1 | 1 | 1.5 |  | 2.1 | 3.15
| Point Of Care Lab | 1 | 1 | 1.5 |  | 2.1 | 3.15
| CSSD | 1 | 1 | 1.5 |  | 2.1 | 3.15
| Passage At TIC Toilet | 1 | 1 | 1.2 |  | 2.1 | 2.52
| TICU | 1 | 1 | 1.5 |  | 2.1 | 3.15
| Post ICU Toilet Door | 1 | 1 | 1.5 |  | 2.1 | 3.15
| Corridor Access Control Doors | 1 | 4 | 2 |  | 2.1 | 16.8
| ICU2 | 1 | 1 | 1.5 |  | 2.1 | 3.15
| Doctor's Room | 1 | 1 | 1 |  | 2.1 | 2.1
| Clean Store Room | 1 | 1 | 1 |  | 2.1 | 2.1
| Clean Utility | 1 | 1 | 0.75 |  | 2.1 | 1.575
| Dirty Utility Room | 1 | 1 | 0.75 |  | 2.1 | 1.575
| Change Room Entry Passage | 1 | 1 | 1 |  | 2.1 | 2.1
| Duty Nurse | 1 | 1 | 1 |  | 2.1 | 2.1
| Lab store | 1 | 1 | 1 |  | 2.1 | 2.1
| Wash Area | 1 | 1 | 0.8 |  | 2.1 | 1.68
[7 empty] | 65.52 | Sqm
| Sub Total | [5 empty] | 65.52 | Sqm
| Probable Variation in QTY | [5 empty] | 3.78 | Sqm
| Total | [5 empty] | 69.3 | Sqm
SOTC 141 | Supply & Fixing of Powder Coated Fire Rated doors.
Billed Quantity
| Double Leaf corridor | 1 | 1 | 1.8 |  | 2.1 | 3.78
| Single Leaf to the stair case | 1 | 1 | 1.2 |  | 2.1 | 2.52
| UPS Room | 1 | 1 | 1.2 |  | 2.1 | 2.52
| Electrical Room | 1 | 1 | 1 |  | 2.1 | 2.1
| Electrical/ UPS Room | 1 | 1 | 1 |  | 2.1 | 2.1
[7 empty] | 13.02 | Sqm
| Sub Total | [5 empty] | 13.02
| Probable Variation in QTY | [5 empty] | 0.78
| Total | [5 empty] | 13.8
SUPL | GI Powder Coated Sliding Doors (0.8mm shutter sheet thk & 1.2mm frame sheet thk with Single Rebate and Honeycomb Infill) Double Leaf Door 1200 x 2100mm with Accessories (Sliding Track for Double Door, Sliding Dead Lock Enox, Concealed Handles 100mm Ahlada, Flush Bolt 300mm Ahlada, SS304 Kick Plate upto 350mm ht, DG Clear Float Glass 350x750x6mm with Adhesive Tape & Silicon Sealant) (for change rooms to corridor entrance)
Billed Quantity
| Change Room Entry Passage | 1 | 1 |  |  |  | 1
[7 empty] | 1 | Nos
| Sub Total | [5 empty] | 1 | Nos
| Probable Variation in QTY | [5 empty] | 0 | Nos
| Total | [5 empty] | 1 | Nos
SOTC 17 | Hermetically Sealed Doors (1.80mt x 2.10 mt)
| Billed Quantity | [5 empty] | 0
| OT-1 | 1 | 1 |  |  |  | 1 | Nos
| OT-2 | 1 | 1 |  |  |  | 1 | Nos
| OT-3 | 1 | 1 |  |  |  | 1 | Nos
| OT-4 | 1 | 1 |  |  |  | 1 | Nos
| OT-5 | 1 | 1 |  |  |  | 1 | Nos
| OT-6 | 1 | 1 |  |  |  | 1 | Nos
| Corridor door at OT-1 | 1 | 1 |  |  |  | 1 | Nos
| Corridor door at OT's to TIR corridor | 1 | 1 |  |  |  | 1 | Nos
| Corridor door at OT-6 | 1 | 1 |  |  |  | 1 | Nos
[7 empty] | 9 | Nos
| Sub Total | [5 empty] | 9
| Probable Variation in QTY | [5 empty] | 0
| Total | [5 empty] | 9
supp | Providing (1500 X 2100) single sliding door operated by elbow switches / foot switch as well as touchless sensor of 10mm thick toughened glass (Saint Gobin / Modi Guard) fixed in SS 304 grade 2 Track top channel of 45 mm (one track to hold fixed glass partition in position and second track with top rollers suitably angled to reduce resistance to movement to facilitate smooth sliding movement of the door). Single track bottom channel to be provided for fixed glass partition. Floor guide to be provided for smooth sliding of the door. Concealed door handle of (150 mm) to be provided in cutout on the sliding door for manual operation when required. All fittings provided should be of Titon /Ozone / Enox make in SS 304 - In TIRs
Billed Quantity
| TIR -3,2 | 1 | 2 |  |  |  | 2 | Nos
[7 empty] | 2 | Nos
| Sub Total | [5 empty] | 2 | Nos
| Probable Variation in QTY | [5 empty] | 0 | Nos
| Total | [5 empty] | 2 | Nos
SOTC 050 | 12mm thick glazed Glass partition walls in TIRs
Billed Quantity
| TIR-3 | 1 | 1 | 4.69 |  | 2.65 | 12.4285
| Door deduction(-) | -1 | 1 | 1.5 |  | 2.1 | -3.15
| TIR-2 | 1 | 1 | 5.35 |  | 2.65 | 14.1775
| Door deduction(-) | -1 | 1 | 1.5 |  | 2.1 | -3.15
[7 empty] | 20.306 | Sqm
| Sub Total | [5 empty] | 20.31
| Probable Variation in QTY | [5 empty] | 19.69
| Total | [5 empty] | 40
SOTC 175 | Doors Shutters WPC(800mm x 2100mm)
Billed Quantity
| Toilet @ ICU 2 | 1 | 4 | 0.75 |  | 2.17 | 6.51
| Toilet @ Post ICU | 1 | 4 | 0.75 |  | 2.15 | 6.45
| Toilet @ TICU | 1 | 3 | 0.75 |  | 2.16 | 4.86
| Toilet @ Dirty Utility | 1 | 4 | 0.75 |  | 2.12 | 6.36
| Surgeouns Lounge | 1 | 1 | 0.75 |  | 2.12 | 1.59
| Anesthesia Lounge | 1 | 1 | 0.75 |  | 2.02 | 1.515
| Duty Nurse Room | 1 | 1 | 0.75 |  | 2 | 1.5
| HOD Room | 1 | 1 | 0.75 |  | 2 | 1.5
| Dr Room | 1 | 1 | 0.75 |  | 2 | 1.5
[7 empty] | 31.785 | Sqm
| Sub Total | [5 empty] | 31.79
| Probable Variation in QTY | [5 empty] | 1.59
| Total | [5 empty] | 33.38
Hydrolock Paint
Billed Quantity
| UPS Room | 1 | 1 | 3.8 |  | 3.2 | 12.16
| Electrical Room | 1 | 1 | 5.8 |  | 3.2 | 18.56
| Toliet Passage Wall | 1 | 1 | 5.8 |  | 3.2 | 18.56
| MOT'S Room | 1 | 1 | 10.65 |  | 3.2 | 34.08
| POST ICU | 1 | 1 | 14.24 |  | 3.2 | 45.568
| Corridor From Main Entry To OT-1 | 1 | 1 | 27.7 |  | 2.1 | 58.17
|  | 1 | 1 | 5.1 |  | 2.1 | 10.71
| OT-1 To 6 | 1 | 6 | 7 |  | 3.2 | 134.4
| Anesthesia Lounge And Surgeouns Lounge | 1 | 2 | 5.183 |  | 3.2 | 33.1712
| Clear Store And Sterail Room | 1 | 1 | 9 |  | 3.2 | 28.8
| Point Of Care | 1 | 1 | 12.5 |  | 3.2 | 40
| CSSD And Dirty Utility | 1 | 1 | 8.16 |  | 3.2 | 26.112
|  | 1 | 1 | 5.74 |  | 3.2 | 18.368
| TIR-3 | 1 | 1 | 5.16 |  | 3.2 | 16.512
| TICU | 1 | 1 | 14.156 |  | 3.2 | 45.2992
| Future ICU | 1 | 1 | 8.84 |  | 3.2 | 28.288
| Change Room HOD Room Duty Nurses Room | 1 | 1 | 15.8 |  | 3.2 | 50.56
| Corridor From TIR -2 OT | 1 | 2 | 9 |  | 2.1 | 37.8
| TIR-2 | 1 | 1 | 5.2 |  | 3.2 | 16.64
| TIR-1 | 1 | 1 | 5.9 |  | 3.2 | 18.88
| Dioctors Room | 1 | 1 | 6.05 |  | 3.2 | 19.36
[7 empty] | 711.9984 | Sqm
Sub Total
Probable Variation in QTY
Total
SOTC 165 | Water Wash And primer Paint
Billed Quantity
| Main entry | 1 | 2 | 6 |  | 3.05 | 36.6
| Door deduction | -1 | 1 | 1.18 |  | 2.6 | -3.068
| ups room | 1 | 1 | 16.4 |  | 3.05 | 50.02
| Door deduction | -1 | 1 | 1.5 |  | 2.1 | -3.15
| Electrical room | 1 | 1 | 13.3 |  | 3.05 | 40.565
| Toilet & Electrical room Partition wall | 1 | 2 | 5 |  | 2.1 | 21
| Toilet door wall | 1 | 1 | 5 |  | 3 | 15
| Toilet wall | 1 | 2 | 3 |  | 3 | 18
| Toilet wall | 1 | 1 | 5.8 |  | 2.3 | 13.34
| Door deduction | -1 | 4 | 0.8 |  | 2.1 | -6.72
| Toilet Inside wall | 1 | 4 | 4.4 |  | 1.4 | 24.64
| MOT's Room | 1 | 2 | 10.65 |  | 3 | 63.9
| Door deduction | -1 | 2 | 1.5 |  | 2.1 | -6.3
| Window Deduction | -1 | 3 | 0.9 |  | 1.7 | -4.59
| Post ICU primer | 1 | 2 | 14.24 |  | 3 | 85.44
| Post ICU primer | 1 | 1 | 5.8 |  | 3 | 17.4
| Door deduction | -1 | 1 | 1.5 |  | 2.1 | -3.15
| Window Deduction | -1 | 4 | 0.9 |  | 1.7 | -6.12
| Corridor from main entry to OT-1 | 1 | 2 | 27.7 |  | 2.1 | 116.34
| corridar from OT-1 to OT-6 | 1 | 2 | 30.8 |  | 3 | 184.8
| Door deduction | -1 | 6 | 1.8 |  | 2.1 | -22.68
| Door deduction | -1 | 2 | 1.5 |  | 2.1 | -6.3
| OT's Primer | 1 | 6 | 25.4 |  | 3 | 457.2
| Door deduction | -1 | 3 | 1.5 |  | 2.1 | -9.45
|  | -1 | 6 | 1.8 |  | 2.1 | -22.68
| Window Deduction | -1 | 10 | 0.9 |  | 1.4 | -12.6
| Anesthesia Lounge Primer | 1 | 1 | 21.76 |  | 3 | 65.28
| Door deduction | -1 | 1 | 1.5 |  | 2.1 | -3.15
| Toilet Door Deduction | -1 | 1 | 0.8 |  | 2.1 | -1.68
| Toilet Inside | 1 | 1 | 4.8 |  | 1.8 | 8.64
| Door deduction | -1 | 1 | 0.8 |  | 2.1 | -1.68
| Surgeouns Lounge Primer | 1 | 1 | 21.76 |  | 3 | 65.28
| Door deduction | -1 | 1 | 1.5 |  | 2.1 | -3.15
| Toilet Door Deduction | -1 | 1 | 0.8 |  | 2.1 | -1.68
| Toilet Inside | 1 | 1 | 4.8 |  | 1.8 | 8.64
| Door deduction | -1 | 1 | 0.8 |  | 2.1 | -1.68
| Clean Store And Starail Room | 1 | 1 | 9 |  | 3 | 27
| Clean Store | 1 | 1 | 12 |  | 3 | 36
| Door deduction | -1 | 1 | 1 |  | 2.1 | -2.1
| Window Deduction | -1 | 2 | 0.9 |  | 1.7 | -3.06
| Corridor From Clean Store to Toilet | 1 | 2 | 42.61 |  | 1.9 | 161.918
| Door deduction | -1 | 3 | 1.5 |  | 2.1 | -9.45
|  | -1 | 2 | 1 |  | 2.1 | -4.2
| Grill Deduction At Lift | -1 | 1 | 5.7 |  | 1.9 | -10.83
| Window Deduction | -1 | 3 | 1.8 |  | 1.7 | -9.18
| Corridor Opening | -1 | 1 | 3 |  | 2.1 | -6.3
| Point of Care Lab | 1 | 1 | 12.46 |  | 3 | 37.38
| Wash Area | 1 | 3 | 5.7 |  | 3 | 51.3
|  | 1 | 2 | 12.46 |  | 3 | 74.76
|  | 1 | 2 | 4.75 |  | 3 | 28.5
| Door deduction | -1 | 1 | 0.75 |  | 2.1 | -1.575
| Door deduction | -1 | 1 | 1.5 |  | 2.1 | -3.15
| Window Deduction | -1 | 3 | 0.9 |  | 1.7 | -4.59
|  | -1 | 1 | 1.8 |  | 1.7 | -3.06
| CSSD And Dirty Utility Primer | 1 | 4 | 5.74 |  | 3 | 68.88
|  | 1 | 2 | 8.16 |  | 3 | 48.96
| Clean Utility Inside | 1 | 1 | 8.4 |  | 3 | 25.2
| Door deduction | -1 | 3 | 0.75 |  | 2.1 | -4.725
| Window Deduction | -1 | 4 | 0.9 |  | 1.7 | -6.12
| Door deduction | -1 | 1 | 1.5 |  | 2.1 | -3.15
| Corridor From TIR-3 to HOD Room | 1 | 1 | 30 |  | 2.1 | 63
| Door deduction | -1 | 2 | 1.2 |  | 2.1 | -5.04
|  | -1 | 3 | 1.5 |  | 2.1 | -9.45
|  | -1 | 3 | 1 |  | 2.1 | -6.3
|  | -1 | 1 | 1.8 |  | 2.1 | -3.78
| TIR-3 Primer | 1 | 1 | 21.4 |  | 3 | 64.2
| Door deduction | -1 | 1 | 1.5 |  | 2.1 | -3.15
| Window Deduction | -1 | 1 | 0.9 |  | 1.4 | -1.26
| TIR-1 room Primer | 1 | 1 | 40.37 |  | 3 | 121.11
| Door deduction | -1 | 1 | 1.2 |  | 2.1 | -2.52
|  | -1 | 1 | 1.5 |  | 2.1 | -3.15
| Window Deduction | -1 | 3 | 0.9 |  | 1.7 | -4.59
| Passage Toilet | 1 | 2 | 10.9 |  | 3 | 65.4
|  | 1 | 2 | 1.8 |  | 3 | 10.8
| Door deduction | -1 | 3 | 1.2 |  | 2.1 | -7.56
| Future ICU | 1 | 1 | 29.08 |  | 3 | 87.24
| Door deduction | -1 | 1 | 1.5 |  | 2.1 | -3.15
| Window Deduction | -1 | 3 | 0.9 |  | 1.7 | -4.59
| Duty Nurse Room | 1 | 1 | 16.4 |  | 3 | 49.2
| Toilet Inside | 1 | 1 | 6 |  | 1.9 | 11.4
| Door deduction | -1 | 1 | 0.8 |  | 2.1 | -1.68
|  | -1 | 1 | 1 |  | 2.1 | -2.1
| Window Deduction | -1 | 1 | 0.9 |  | 1.7 | -1.53
| HOD Room | 1 | 1 | 16.4 |  | 3 | 49.2
| Toilet Inside | 1 | 1 | 6 |  | 1.9 | 11.4
| Door deduction | -1 | 1 | 0.8 |  | 2.1 | -1.68
|  | -1 | 1 | 1 |  | 2.1 | -2.1
| Window Deduction | -1 | 1 | 0.9 |  | 1.7 | -1.53
| Counseling Room | 1 | 1 | 16.4 |  | 3 | 49.2
| Door deduction | -1 | 1 | 1 |  | 2.1 | -2.1
| Window Deduction | -1 | 1 | 0.9 |  | 1.7 | -1.53
| Change Rooms | 1 | 1 | 14.6 |  | 3 | 43.8
| Door deduction | -1 | 1 | 1 |  | 2.1 | -2.1
| Window Deduction | -1 | 1 | 0.9 |  | 1.7 | -1.53
| Dor | -1 | 1 | 1.2 |  | 2.1 | -2.52
| Change Room Inside | 1 | 4 | 7.76 |  | 3 | 93.12
| Door deduction | -1 | 4 | 1 |  | 2.1 | -8.4
| Corridor | 1 | 2 | 4.16 |  | 3 | 24.96
| Door deduction | -1 | 4 | 1 |  | 2.1 | -8.4
| Corridor From TIR-2 To OT2 | 1 | 1 | 22 |  | 3 | 66
| Door deduction | -1 | 1 | 1.8 |  | 2.1 | -3.78
| Window Deduction | -1 | 1 | 0.9 |  | 1.4 | -1.26
| TIR-1 room Primer | 1 | 1 | 18.4 |  | 3 | 55.2
| Door deduction | -1 | 1 | 1.8 |  | 2.1 | -3.78
| Window Deduction | -1 | 1 | 0.9 |  | 1.4 | -1.26
| Doctors Room | 1 | 1 | 18.8 |  | 3 | 56.4
| Toilet inside | 1 | 1 | 6 |  | 1.2 | 7.2
| Door deduction | -1 | 1 | 1 |  | 2.1 | -2.1
|  | -1 | 1 | 0.8 |  | 2.1 | -1.68
| Window Deduction | -1 | 1 | 0.9 |  | 1.7 | -1.53
| Access Control Walls | 1 | 8 | 2.4 |  | 2.1 | 40.32
[7 empty] | 2522.685 | Sqm
Sub Total
Probable Variation in QTY
| Total | [5 empty] | 1372.6
Wall Putty
Billed Quantity
| Main Entry | 1 | 2 | 6.03 |  | 3 | 36.18
| Door Deduction | 1 | 1 | 1.16 |  | 2.1 | 2.436
| UPS Room Inside | 1 | 1 | 16.58 |  | 3 | 49.74
| Door Deduction | -1 | 1 | 1.5 |  | 2.1 | -3.15
| Door Jam | 1 | 1 | 5.7 | 0.23 |  | 1.311
| Electrical Room Inside | 1 | 1 | 21.37 |  | 3 | 64.11
| Door Deduction | -1 | 1 | 1.5 |  | 2.1 | -3.15
| Door Jam | 1 | 1 | 5.7 | 0.23 |  | 1.311
| Columns Sides | 1 | 1 | 1.2 |  | 3 | 3.6
| UPS Room And Electrical Room Door Walls | 1 | 1 | 9.155 |  | 3 | 27.465
| Door Deduction | -1 | 2 | 1.5 |  | 2.1 | -6.3
| Door Jam | 1 | 2 | 5.7 | 0.1 |  | 1.14
| Toilet Passage Wall | 1 | 1 | 5.06 |  | 2.1 | 10.626
| Toilet Inside | 1 | 2 | 18.09 |  | 1.5 | 54.27
|  | 1 | 4 | 5.83 |  | 1.5 | 34.98
|  | 1 | 1 | 6.68 |  | 1.5 | 10.02
| Doors Deductions | -3 | 2 | 0.8 |  | 1.5 | -7.2
|  | -1 | 1 | 1.4 |  | 1.5 | -2.1
| Toilet Main Door Deduction | -1 | 1 | 1.5 |  | 1.5 | -2.25
| Door Jams | 1 | 3 | 5 | 0.1 |  | 1.5
|  | 1 | 1 | 7.4 | 0.1 |  | 0.74
| Toilet Passage Inside | 1 | 1 | 17.98 |  | 1.5 | 26.97
| Bath Rooms | 1 | 4 | 5.6 |  | 1.5 | 33.6
| Door Deduction | -1 | 4 | 0.8 |  | 2.1 | -6.72
| Door Jams | 1 | 4 | 5 | 0.1 |  | 2
| Electrical Room | 1 | 1 | 16 |  | 3 | 48
| Door Deduction | -1 | 1 | 1.5 |  | 2.1 | -3.15
| Door Jam | 1 | 1 | 5.7 | 0.23 |  | 1.311
| Fire Exit Walls | 1 | 2 | 5.74 |  | 3 | 34.44
| Anesthesia Lounge Inside | 1 | 1 | 21.87 |  | 3 | 65.61
| Door Deduction | -1 | 2 | 1.5 |  | 2.1 | -6.3
| Toilet Door | -1 | 2 | 0.8 |  | 2.1 | -3.36
| Door Jam | 1 | 1 | 5.7 | 0.23 |  | 1.311
| Toilet Door Jan | 1 | 1 | 5 | 0.1 |  | 0.5
| Toilet Inside | 1 | 1 | 5.74 |  | 1.5 | 8.61
| Ventilator Deduction | -1 | 1 | 0.6 |  | 0.6 | -0.36
| Ventilators Jam | 1 | 1 | 2.4 | 0.23 |  | 0.552
| Sureons Lounge Inside | 1 | 1 | 21.87 |  | 3 | 65.61
| Door Deduction | -1 | 2 | 1.5 |  | 2.1 | -6.3
| Toilet Door | -1 | 2 | 0.8 |  | 2.1 | -3.36
| Door Jam | 1 | 1 | 5.7 | 0.23 |  | 1.311
| Toilet Door Jan | 1 | 1 | 5 | 0.1 |  | 0.5
| Toilet Inside | 1 | 1 | 5.74 |  | 1.5 | 8.61
| Ventilator Deduction | -1 | 1 | 0.6 |  | 0.6 | -0.36
| Ventilators Jam | 1 | 1 | 2.4 | 0.23 |  | 0.552
| Clean Store | 1 | 1 | 12.37 |  | 3 | 37.11
| Windows Deductions | -1 | 2 | 0.9 |  | 1.8 | -3.24
| Window Jams | 1 | 2 | 5.4 | 0.23 |  | 2.484
| Door Deduction | -1 | 2 | 1 |  | 2.1 | -4.2
| Door Jam | 1 | 1 | 5.2 | 0.1 |  | 0.52
| Door Wall | 1 | 1 | 3.18 |  | 3 | 9.54
| Sterile Store Room | 1 | 1 | 22.96 |  | 3 | 68.88
| Window Deductions | -1 | 2 | 0.9 |  | 1.8 | -3.24
|  | -1 | 1 | 1.5 |  | 1.8 | -2.7
| Window Jams | 1 | 2 | 6.4 | 0.23 |  | 2.944
|  | 1 | 1 | 6.6 | 0.23 |  | 1.518
| Door Deduction | -1 | 1 | 1.5 |  | 2.1 | -3.15
| Door Jam | 1 | 1 | 5.7 | 0.23 |  | 1.311
| Clear Lab Inside | 1 | 1 | 26.97 |  | 3 | 80.91
| Windows Deductions | -1 | 4 | 0.9 |  | 1.8 | -6.48
| Windows Jam | 1 | 4 | 5.4 | 0.23 |  | 4.968
| Lab Store | 1 | 1 | 20.62 |  | 3 | 61.86
| CSSD And Dirty Utility Room | 1 | 1 | 27.78 |  | 3 | 83.34
| Clean Utility | 1 | 1 | 4.63 |  | 3.45 | 15.9735
| Partion Wall | 1 | 2 | 5.74 |  | 3.45 | 39.606
| Door Deduction | -2 | 2 | 1 |  | 2.1 | -8.4
| Door Jam | 1 | 2 | 5.2 | 0.1 |  | 1.04
| General Store Room | 1 | 1 | 13.55 |  | 3 | 40.65
| Door Deduction | -1 | 2 | 1 |  | 2.1 | -4.2
| Door Jam | 1 | 1 | 5.2 | 0.23 |  | 1.196
| Windows Deductions | -1 | 2 | 0.9 |  | 1.8 | -3.24
| Windows Jam | 1 | 1 | 5.4 | 0.23 |  | 1.242
| Passage | 1 | 1 | 18.18 |  | 3 | 54.54
| Toilet Passage | 1 | 1 | 19.56 |  | 1.5 | 29.34
| Bath Rooms | 1 | 4 | 5.9 |  | 1.5 | 35.4
| Door Deduction | -2 | 2 | 1 |  | 2.1 | -8.4
| Door Jams | 1 | 2 | 7.3 | 0.1 |  | 1.46
| Bath Door Deductions | -4 | 2 | 0.8 |  | 2.1 | -13.44
| Door Jams | 1 | 4 | 5 | 0.1 |  | 2
| Changing Room | 1 | 4 | 7.8 |  | 3.45 | 107.64
| Door Walls Outside | 1 | 4 | 1.8 |  | 3.45 | 24.84
| Door Deduction | -2 | 4 | 1 |  | 2.1 | -16.8
| Door Jam | 1 | 4 | 5.2 | 0.15 |  | 3.12
| Shoe Rack | 1 | 1 | 15.68 |  | 3 | 47.04
| Deduct Window | -1 | 1 | 0.9 |  | 1.8 | -1.62
| Window Jam | 1 | 1 | 5.4 | 0.23 |  | 1.242
| Duty Nurses Room | 1 | 1 | 16.28 |  | 3 | 48.84
| Deduct Window | -1 | 1 | 0.9 |  | 1.8 | -1.62
| Window Jam | 1 | 1 | 5.4 | 0.23 |  | 1.242
| ventilator Deduction | -1 | 1 | 0.6 |  | 0.6 | -0.36
| Window Jam | 1 | 1 | 2.4 | 0.23 |  | 0.552
| Counseling Room | 1 | 1 | 16.28 |  | 3 | 48.84
| Deduct Window | -1 | 1 | 0.9 |  | 1.8 | -1.62
| Window Jam | 1 | 1 | 5.4 | 0.23 |  | 1.242
| HOD Room | 1 | 1 | 18.08 |  | 3 | 54.24
| Deduct Window | -1 | 1 | 0.9 |  | 1.8 | -1.62
| Window Jam | 1 | 1 | 5.4 | 0.23 |  | 1.242
| HOD Room Toilet Wall Inside | 1 | 1 | 3.2 |  | 3 | 9.6
| Out Side | 1 | 1 | 3.4 |  | 3 | 10.2
| Door Deduction | -1 | 2 | 0.8 |  | 2.1 | -3.36
| Door Jam | 1 | 1 | 5 | 0.1 |  | 0.5
| Duty Nurses Room Toilet Wall inside | 1 | 1 | 3 |  | 3 | 9
| Out Side | 1 | 1 | 3.2 |  | 3 | 9.6
| Door Deduction | -1 | 2 | 0.8 |  | 2.1 | -3.36
| Door Jam | 1 | 1 | 5 | 0.1 |  | 0.5
| Doctors Room | 1 | 1 | 19.2 |  | 3 | 57.6
| Toilet Wall | 1 | 1 | 3.2 |  | 3 | 9.6
| Door Deduction | -1 | 2 | 0.8 |  | 2.1 | -3.36
| Door Jam | 1 | 1 | 5 | 0.1 |  | 0.5
| Deduct Window | -1 | 1 | 0.9 |  | 1.8 | -1.62
| Window Jam | 1 | 1 | 5.4 | 0.23 |  | 1.242
| ventilator Deduction | -1 | 1 | 0.6 |  | 0.6 | -0.36
| Ventilator Jam | 1 | 1 | 2.4 | 0.23 |  | 0.552
[7 empty] | 1475.2725 | Sqm
Sub Total
Probable Variation in QTY
Total
SOTC 165 | Painting one coat water based cement primer of interior grade I and two coats of acrylic emulsion paint for ceiling and Walls
Billed Quantity
| Main Entry | 1 | 2 | 6.03 |  | 3 | 36.18
| Door Deduction | 1 | 1 | 1.16 |  | 2.1 | 2.436
| UPS Room Inside | 1 | 1 | 16.58 |  | 3 | 49.74
| Door Deduction | -1 | 1 | 1.5 |  | 2.1 | -3.15
| Door Jam | 1 | 1 | 5.7 | 0.23 |  | 1.311
| Electrical Room Inside | 1 | 1 | 21.37 |  | 3 | 64.11
| Door Deduction | -1 | 1 | 1.5 |  | 2.1 | -3.15
| Door Jam | 1 | 1 | 5.7 | 0.23 |  | 1.311
| Columns Sides | 1 | 1 | 1.2 |  | 3 | 3.6
| UPS Room And Electrical Room Door Walls | 1 | 1 | 9.155 |  | 3 | 27.465
| Door Deduction | -1 | 2 | 1.5 |  | 2.1 | -6.3
| Door Jam | 1 | 2 | 5.7 | 0.1 |  | 1.14
| Toilet Passage Wall | 1 | 1 | 5.06 |  | 2.1 | 10.626
| Toilet Inside | 1 | 2 | 18.09 |  | 1.5 | 54.27
|  | 1 | 4 | 5.83 |  | 1.5 | 34.98
|  | 1 | 1 | 6.68 |  | 1.5 | 10.02
| Doors Deductions | -3 | 2 | 0.8 |  | 1.5 | -7.2
|  | -1 | 1 | 1.4 |  | 1.5 | -2.1
| Toilet Main Door Deduction | -1 | 1 | 1.5 |  | 1.5 | -2.25
| Door Jams | 1 | 3 | 5 | 0.1 |  | 1.5
|  | 1 | 1 | 7.4 | 0.1 |  | 0.74
| Toilet Passage Inside | 1 | 1 | 17.98 |  | 1.5 | 26.97
| Bath Rooms | 1 | 4 | 5.6 |  | 1.5 | 33.6
| Door Deduction | -1 | 4 | 0.8 |  | 2.1 | -6.72
| Door Jams | 1 | 4 | 5 | 0.1 |  | 2
| Electrical Room | 1 | 1 | 16 |  | 3 | 48
| Door Deduction | -1 | 1 | 1.5 |  | 2.1 | -3.15
| Door Jam | 1 | 1 | 5.7 | 0.23 |  | 1.311
| Fire Exit Walls | 1 | 2 | 5.74 |  | 3 | 34.44
| Anesthesia Lounge Inside | 1 | 1 | 21.87 |  | 3 | 65.61
| Door Deduction | -1 | 2 | 1.5 |  | 2.1 | -6.3
| Toilet Door | -1 | 2 | 0.8 |  | 2.1 | -3.36
| Door Jam | 1 | 1 | 5.7 | 0.23 |  | 1.311
| Toilet Door Jan | 1 | 1 | 5 | 0.1 |  | 0.5
| Toilet Inside | 1 | 1 | 5.74 |  | 1.5 | 8.61
| Ventilator Deduction | -1 | 1 | 0.6 |  | 0.6 | -0.36
| Ventilators Jam | 1 | 1 | 2.4 | 0.23 |  | 0.552
| Sureons Lounge Inside | 1 | 1 | 21.87 |  | 3 | 65.61
| Door Deduction | -1 | 2 | 1.5 |  | 2.1 | -6.3
| Toilet Door | -1 | 2 | 0.8 |  | 2.1 | -3.36
| Door Jam | 1 | 1 | 5.7 | 0.23 |  | 1.311
| Toilet Door Jan | 1 | 1 | 5 | 0.1 |  | 0.5
| Toilet Inside | 1 | 1 | 5.74 |  | 1.5 | 8.61
| Ventilator Deduction | -1 | 1 | 0.6 |  | 0.6 | -0.36
| Ventilators Jam | 1 | 1 | 2.4 | 0.23 |  | 0.552
| Clean Store | 1 | 1 | 12.37 |  | 3 | 37.11
| Windows Deductions | -1 | 2 | 0.9 |  | 1.8 | -3.24
| Window Jams | 1 | 2 | 5.4 | 0.23 |  | 2.484
| Door Deduction | -1 | 2 | 1 |  | 2.1 | -4.2
| Door Jam | 1 | 1 | 5.2 | 0.1 |  | 0.52
| Door Wall | 1 | 1 | 3.18 |  | 3 | 9.54
| Sterile Store Room | 1 | 1 | 22.96 |  | 3 | 68.88
| Window Deductions | -1 | 2 | 0.9 |  | 1.8 | -3.24
|  | -1 | 1 | 1.5 |  | 1.8 | -2.7
| Window Jams | 1 | 2 | 6.4 | 0.23 |  | 2.944
|  | 1 | 1 | 6.6 | 0.23 |  | 1.518
| Door Deduction | -1 | 1 | 1.5 |  | 2.1 | -3.15
| Door Jam | 1 | 1 | 5.7 | 0.23 |  | 1.311
| Clear Lab Inside | 1 | 1 | 26.97 |  | 3 | 80.91
| Windows Deductions | -1 | 4 | 0.9 |  | 1.8 | -6.48
| Windows Jam | 1 | 4 | 5.4 | 0.23 |  | 4.968
| Lab Store | 1 | 1 | 20.62 |  | 3 | 61.86
| CSSD And Dirty Utility Room | 1 | 1 | 27.78 |  | 3 | 83.34
| Clean Utility | 1 | 1 | 4.63 |  | 3.45 | 15.9735
| Partion Wall | 1 | 2 | 5.74 |  | 3.45 | 39.606
| Door Deduction | -2 | 2 | 1 |  | 2.1 | -8.4
| Door Jam | 1 | 2 | 5.2 | 0.1 |  | 1.04
| General Store Room | 1 | 1 | 13.55 |  | 3 | 40.65
| Door Deduction | -1 | 2 | 1 |  | 2.1 | -4.2
| Door Jam | 1 | 1 | 5.2 | 0.23 |  | 1.196
| Windows Deductions | -1 | 2 | 0.9 |  | 1.8 | -3.24
| Windows Jam | 1 | 1 | 5.4 | 0.23 |  | 1.242
| Passage | 1 | 1 | 18.18 |  | 3 | 54.54
| Toilet Passage | 1 | 1 | 19.56 |  | 1.5 | 29.34
| Bath Rooms | 1 | 4 | 5.9 |  | 1.5 | 35.4
| Door Deduction | -2 | 2 | 1 |  | 2.1 | -8.4
| Door Jams | 1 | 2 | 7.3 | 0.1 |  | 1.46
| Bath Door Deductions | -4 | 2 | 0.8 |  | 2.1 | -13.44
| Door Jams | 1 | 4 | 5 | 0.1 |  | 2
| Changing Room | 1 | 4 | 7.8 |  | 3.45 | 107.64
| Door Walls Outside | 1 | 4 | 1.8 |  | 3.45 | 24.84
| Door Deduction | -2 | 4 | 1 |  | 2.1 | -16.8
| Door Jam | 1 | 4 | 5.2 | 0.15 |  | 3.12
| Deduct Window | -1 | 1 | 0.9 |  | 1.8 | -1.62
| Window Jam | 1 | 1 | 5.4 | 0.23 |  | 1.242
| Duty Nurses Room | 1 | 1 | 16.28 |  | 3 | 48.84
| Deduct Window | -1 | 1 | 0.9 |  | 1.8 | -1.62
| Window Jam | 1 | 1 | 5.4 | 0.23 |  | 1.242
| ventilator Deduction | -1 | 1 | 0.6 |  | 0.6 | -0.36
| Counseling Room | 1 | 1 | 16.28 |  | 3 | 48.84
| Deduct Window | -1 | 1 | 0.9 |  | 1.8 | -1.62
| HOD Room | 1 | 1 | 18.08 |  | 3 | 54.24
| Deduct Window | -1 | 1 | 0.9 |  | 1.8 | -1.62
| Window Jam | 1 | 1 | 5.4 | 0.23 |  | 1.242
| HOD Room Toilet Wall Inside | 1 | 1 | 3.2 |  | 3 | 9.6
| Out Side | 1 | 1 | 3.4 |  | 3 | 10.2
| Door Deduction | -1 | 2 | 0.8 |  | 2.1 | -3.36
| Door Jam | 1 | 1 | 5 | 0.1 |  | 0.5
| Duty Nurses Room Toilet Wall inside | 1 | 1 | 3 |  | 3 | 9
| Out Side | 1 | 1 | 3.2 |  | 3 | 9.6
| Door Deduction | -1 | 2 | 0.8 |  | 2.1 | -3.36
| Door Jam | 1 | 1 | 5 | 0.1 |  | 0.5
| Toilet Wall | 1 | 1 | 3.2 |  | 3 | 9.6
| Door Deduction | -1 | 2 | 0.8 |  | 2.1 | -3.36
| Door Jam | 1 | 1 | 5 | 0.1 |  | 0.5
| Deduct Window | -1 | 1 | 0.9 |  | 1.8 | -1.62
| Window Jam | 1 | 1 | 5.4 | 0.23 |  | 1.242
| ventilator Deduction | -1 | 1 | 0.6 |  | 0.6 | -0.36
| Ventilator Jam | 1 | 1 | 2.4 | 0.23 |  | 0.552
[7 empty] | 1368.8385 | Sqm
| Sub Total | [5 empty] | 1368.84
| Probable Variation in QTY | [5 empty] | 3.17
| Total | [5 empty] | 1372.01
CPVC Pipe 25mm
Billed Quantity
| Toilet @ Electrical Room | 1 | 1 | 23.3 |  |  | 23.3
| Toilet @ Post ICU | 1 | 1 | 24.3 |  |  | 24.3
| Toilet @ TIC | 1 | 1 | 21.2 |  |  | 21.2
| Toilet @ Dirty Utility | 1 | 1 | 22.45 |  |  | 22.45
| Anesthesia Lounge Lounge | 1 | 1 | 1.2 |  |  | 1.2
| Surgeouns Lounge | 1 | 1 | 1.23 |  |  | 1.23
| Dr Toilet | 1 | 1 | 1.25 |  |  | 1.25
| Duty Nurses Toilet | 1 | 1 | 1.3 |  |  | 1.3
| HOD Room Toilet | 1 | 1 | 1.45 |  |  | 1.45
| Wash Area | 1 | 1 | 2.55 |  |  | 2.55
| For Scrub Stations | 1 | 1 | 23.3 |  |  | 23.3
[7 empty] | 123.53 | Rmt
Sub Total
Probable Variation in QTY
Total
CPVC Pipe 19.5mm
Billed Quantity
| Toilet @ Electrical Room | 1 | 1 | 21.3 |  |  | 21.3
| Toilet @ Post ICU | 1 | 1 | 25.2 |  |  | 25.2
| Toilet @ TIC | 1 | 1 | 23.4 |  |  | 23.4
| Toilet @ Dirty Utility | 1 | 1 | 24.2 |  |  | 24.2
| Anesthesia Lounge Lounge | 1 | 1 | 1.2 |  |  | 1.2
| Surgeouns Lounge | 1 | 1 | 1.23 |  |  | 1.23
| Dr Toilet | 1 | 1 | 1.25 |  |  | 1.25
| Duty Nurses Toilet | 1 | 1 | 1.3 |  |  | 1.3
| HOD Room Toilet | 1 | 1 | 1.45 |  |  | 1.45
| Wash Area | 1 | 1 | 2.55 |  |  | 2.55
[7 empty] | 103.08 | Rmt
Sub Total
Probable Variation in QTY
Total
110mm PVC Pipe
75mm PVC Pipe
SOTC 001 | Stainless Steel Pre-fabricated Wall panels. (MOTs & MOT Corridor) - Wall panels
| Billed Quantity | [5 empty] | 0
| OT -1 Long Wall | 1 | 2 | 6.34 |  | 2.65 | 33.602
| Short Walls | 1 | 2 | 5.19 |  | 2.65 | 27.507
| Door Deductions (-) | -1 | 1 | 1.8 |  | 2.1 | -3.78
| Door Deductions (-) | -1 | 1 | 1.5 |  | 2.1 | -3.15
| OT -2 Long Wall | 1 | 2 | 6.2 |  | 2.65 | 32.86
| Short Walls | 1 | 1 | 5.19 |  | 2.65 | 13.7535
| Short Walls | 1 | 1 | 4.35 |  | 2.65 | 11.5275
| Corners | 1 | 2 | 0.8 |  | 2.65 | 4.24
| Door Deductions (-) | -1 | 1 | 1.8 |  | 2.1 | -3.78
| Door Deductions (-) | -1 | 1 | 1.5 |  | 2.1 | -3.15
| OT -3 Long Wall | 1 | 2 | 5.75 |  | 2.65 | 30.475
| Short Walls | 1 | 1 | 5.5 |  | 2.65 | 14.575
| Short Walls | 1 | 1 | 4.55 |  | 2.65 | 12.0575
| Corners | 1 | 2 | 0.8 |  | 2.65 | 4.24
| Door Deductions (-) | -1 | 1 | 1.8 |  | 2.1 | -3.78
| Door Deductions (-) | -1 | 1 | 1.5 |  | 2.1 | -3.15
| OT -4 Long Wall | 1 | 2 | 6.3 |  | 2.65 | 33.39
| Short Walls | 1 | 1 | 5.5 |  | 2.65 | 14.575
| Short Walls | 1 | 1 | 4.55 |  | 2.65 | 12.0575
| Corners | 1 | 2 | 0.8 |  | 2.65 | 4.24
| Door Deductions (-) | -1 | 1 | 1.8 |  | 2.1 | -3.78
| Door Deductions (-) | -1 | 1 | 1.5 |  | 2.1 | -3.15
| OT -5 Long Wall | 1 | 2 | 5.75 |  | 2.65 | 30.475
| Short Walls | 1 | 2 | 4.98 |  | 2.65 | 26.394
| Corners | 1 | 4 | 0.8 |  | 2.65 | 8.48
| Door Deductions (-) | -1 | 1 | 1.8 |  | 2.1 | -3.78
| OT -6 Long Wall | 1 | 2 | 5.75 |  | 2.65 | 30.475
| Short Walls | 1 | 2 | 4.98 |  | 2.65 | 26.394
| Corners | 1 | 4 | 0.8 |  | 2.65 | 8.48
| Door Deductions (-) | -1 | 1 | 1.8 |  | 2.1 | -3.78
| Corridoor From OT-1 to OT-4 | 1 | 2 | 16.01 |  | 2.65 | 84.853
| Door Deduction(-) Tos | -1 | 4 | 1.8 |  | 2.1 | -15.12
| Short Wall | 1 | 1 | 2.78 |  | 2.65 | 7.367
| Door Deduction(-) | -1 | 1 | 2 |  | 2.1 | -4.2
| Corridoor From OT-5 to OT-6 | 1 | 2 | 14.17 |  | 2.65 | 75.101
| Door Deduction(-) Tos | -1 | 2 | 1.8 |  | 2.1 | -7.56
| Door Deduction(-) Surgeouns Lounge | -1 | 1 | 1.5 |  | 2.1 | -3.15
| Door Deduction(-) Anesthesia Lounge | -1 | 1 | 1.5 |  | 2.1 | -3.15
| Corridoor Deduction(-) | -1 | 1 | 2 |  | 2.1 | -4.2
| Short Wall | 1 | 1 | 2.78 |  | 2.65 | 7.367
| Door Deduction(-) | -1 | 1 | 2 |  | 2.1 | -4.2
[7 empty] | 477.626 | Sqm
| Sub Total | [5 empty] | 477.626 | Sqm
| Probable Variation in QTY | [5 empty] | 14.324 | Sqm
| Total | [5 empty] | 491.95 | Sqm
SOTC 039 | Stainless Steel Pre-fabricated Wall panels in TIRs & TIR Corridor
| TIR-1 Long Wall | 1 | 2 | 5.2 |  | 2.65 | 27.56
| Short Wall | 1 | 1 | 3 |  | 2.65 | 7.95
| Short Wall | 1 | 1 | 2.07 |  | 2.65 | 5.4855
| Corners | 1 | 2 | 0.8 |  | 2.65 | 4.24
| Door Deduction(-) | -1 | 1 | 1.8 |  | 2.1 | -3.78
| TIR-2 Long Wall | 1 | 1 | 4.65 |  | 2.65 | 12.3225
| Long Wall | 1 | 1 | 4.18 |  | 2.65 | 11.077
| Short Wall | 1 | 1 | 5.46 |  | 2.65 | 14.469
| Short Wall | 1 | 1 | 4.86 |  | 2.65 | 12.879
| Corners | 1 | 1 | 0.8 |  | 2.65 | 2.12
| Door Deduction(-) | -1 | 1 | 1.8 |  | 2.1 | -3.78
| TIR-3 Long Wall | 1 | 1 | 5.58 |  | 2.65 | 14.787
| Long Wall | 1 | 1 | 5.06 |  | 2.65 | 13.409
| Short Wall | 1 | 1 | 4.69 |  | 2.65 | 12.4285
| Short Wall | 1 | 1 | 2.44 |  | 2.65 | 6.466
| Corners | 1 | 1 | 0.8 |  | 2.65 | 2.12
| Door Deduction(-) | -1 | 1 | 1.8 |  | 2.1 | -3.78
| Corridoor TIR-2 to Anesthesia Lounge | 1 | 2 | 17.76 |  | 2.65 | 94.128
| Door Deduction(-) | -1 | 2 | 1.8 |  | 2.1 | -7.56
| Door Deduction(-) | -1 | 1 | 1.5 |  | 2.1 | -3.15
| Door Deduction(-) | -1 | 1 | 1 |  | 2.1 | -2.1
| Short Wall | 1 | 2 | 3.16 |  | 2.65 | 16.748
| Door Deduction(-) | -1 | 2 | 2 |  | 2.1 | -8.4
| Corridoor TIR-3 to Duty Nurse Room | 1 | 2 | 22.28 |  | 2.65 | 118.084
| Door Deductions(-) | -1 | 1 | 1.8 |  | 2.1 | -3.78
| Door Deductions(-) | -1 | 2 | 1.5 |  | 2.1 | -6.3
| Door Deductions(-) | -1 | 1 | 1.2 |  | 2.1 | -2.52
| Door Deductions(-) | -1 | 1 | 2 |  | 2.1 | -4.2
| Door Deductions(-) | -1 | 2 | 1 |  | 2.1 | -4.2
| Short Wall | 1 | 2 | 2.78 |  | 2.65 | 14.734
| Door Deductions(-) | -1 | 2 | 2 |  | 2.1 | -8.4
[7 empty] | 329.0575 | Sqm
| Sub Total | [5 empty] | 329.06 | Sqm
| Probable Variation in QTY | [5 empty] | 9.87 | Sqm
| Total | [5 empty] | 338.93 | Sqm
SOTC 002 | Stainless Steel Pre-fabricated Ceiling panels in TIRs and TIR Corridor
| OT-1 | 1 | 1 | 6.45 | 5.29 |  | 34.1205
| Laminor Deduction(-) | -1 | 1 | 2.44 | 2.44 |  | -5.9536
| OT-2 | 1 | 1 | 6.57 | 5.28 |  | 34.6896
| Laminor Deduction(-) | -1 | 1 | 2.44 | 2.44 |  | -5.9536
| OT-3 | 1 | 1 | 6.43 | 5.46 |  | 35.1078
| Laminor Deduction(-) | -1 | 1 | 2.44 | 2.44 |  | -5.9536
| OT-4 | 1 | 1 | 6.5 | 5.47 |  | 35.555
| Laminor Deduction(-) | -1 | 1 | 2.44 | 2.44 |  | -5.9536
| OT-5 | 1 | 1 | 6.81 | 5.41 |  | 36.8421
| Laminor Deduction(-) | -1 | 1 | 2.44 | 2.44 |  | -5.9536
| OT-6 | 1 | 1 | 6.79 | 5.41 |  | 36.7339
| Laminor Deduction(-) | -1 | 1 | 2.44 | 2.44 |  | -5.9536
| Corrtidor From OT-1 to OT-4 | 1 | 1 | 16.01 | 2.59 |  | 41.4659
| Corrtidor From OT-5 to OT-6 | 1 | 1 | 14.17 | 2.59 |  | 36.7003
255.4935
| Sub Total | [5 empty] | 255.49
| Probable Variation in QTY | [5 empty] | 7.68
| Total | [5 empty] | 263.17
SOTC 040 | Stainless Steel Pre-fabricated Ceiling panels in TIRs and TIR Corridor
| TIR-1 | 1 | 1 | 5.59 | 4.95 |  | 27.6705
| Laminor Deduction(-) | -1 | 1 | 2.44 | 2.44 |  | -5.9536
| TIR-2 | 1 | 1 | 5.49 | 4.84 |  | 26.5716
| Laminor Deduction(-) | -1 | 1 | 2.44 | 2.44 |  | -5.9536
| TIR-3 | 1 | 1 | 5.79 | 3.15 |  | 18.2385
| Laminor Deduction(-) | -1 | 1 | 2.44 | 2.44 |  | -5.9536
| Corridor From Anesthesia Lounge to TIR- 2 | 1 | 1 | 18.2 | 3.19 |  | 58.058
| Corridor From TIR-3 to Duty Nurse | 1 | 1 | 21.9 | 2.8 |  | 61.32
[7 empty] | 173.9978 | Sqm
| Sub Total | [5 empty] | 174 | Sqm
| Probable Variation in QTY | [5 empty] | 5.22 | Sqm
| Total | [5 empty] | 179.22 | Sqm
SUPL | PCGI Wall Panels
| Billed Quantity | [5 empty] | 0
| Post ICU Corridor Long | 1 | 2 | 22.55 |  | 2.65 | 119.515
| Deduction(-)SD | -1 | 1 | 2 |  | 2.1 | -4.2
| Deduction(-) Corridor | -1 | 1 | 2.73 |  | 2.1 | -5.733
| Deduction(-) Fire Exit Door | -1 | 1 | 1.16 |  | 2.1 | -2.436
| Deduction(-) Toilet Door | -1 | 1 | 1 |  | 2.1 | -2.1
| Deduction(-) Post ICU Door | -1 | 1 | 1.5 |  | 2.1 | -3.15
| Short | 1 | 1 | 2.81 |  | 2.65 | 7.4465
| Deduction(-)Access Control Door | -1 | 1 | 2 |  | 2.1 | -4.2
| Short | 1 | 1 | 1.94 |  | 2.65 | 5.141
| Fire Exit Corridor Long | 1 | 1 | 6 |  | 2.65 | 15.9
| Fire Exit Corridor Long | 1 | 1 | 6.81 |  | 2.65 | 18.0465
| Short | 1 | 1 | 2.84 |  | 2.65 | 7.526
| Deduction(-) Fire Exit Door | -1 | 1 | 1.8 |  | 2.1 | -3.78
| Corridor Ar Clean Store to Clean Utility | 1 | 2 | 31.26 |  | 2.65 | 165.678
| Door Deduction(-) Sterile Store, Point Of Care Lab | -1 | 2 | 1.5 |  | 2.1 | -6.3
| Door Deduction(-) Corridoor | -1 | 3 | 2 |  | 2.1 | -12.6
| Door Deduction(-) Lab Store | -1 | 1 | 1 |  | 2.1 | -2.1
| Window Deduction(-) Clean Utility | -1 | 1 | 1.6 |  | 1.8 | -2.88
| Short | 1 | 2 | 2.65 |  | 2.65 | 14.045
| Door Deduction(-) Corridor | -1 | 1 | 2 |  | 2.1 | -4.2
| Door Deduction(-) Clean Store | -1 | 1 | 1 |  | 2.1 | -2.1
[7 empty] | 297.519 | Sqm
| Sub Total | [5 empty] | 297.52
| Probable Variation in QTY | [5 empty] | 0
| Total | [5 empty] | 297.52
SUPL | PCGI Ceiling
| Billed Quantity | [5 empty] | 0
| POST ICU Corridor | 1 | 1 | 22.65 | 2.81 |  | 63.6465
| Deduction(-) | -1 | 1 | 1.68 | 0.853 |  | -1.433
| Fire Exit Corridor | 1 | 1 | 6.01 | 2.48 |  | 14.9048
| Coirridor At Point of Care Lab | 1 | 1 | 31.26 | 2.75 |  | 85.965
[7 empty] | 163.0833 | Sqm
| Sub Total | [5 empty] | 163.08
| Probable Variation in QTY | [5 empty] | 0
| Total | [5 empty] | 163.08
SUPL | under Deck Insulation
| Billed Quantity | [5 empty] | 0
| MOT'S Room | 1 | 1 | 10.6 | 5.74 |  | 60.844
| Post ICU | 1 | 1 | 14.29 | 5.74 |  | 82.0246
| Future ICU | 1 | 1 | 8.8 | 5.74 |  | 50.512
| T ICU | 1 | 1 | 12 | 5.74 |  | 68.88
[7 empty] | 262.64 | Sqm
| Sub Total | [5 empty] | 262.64
| Probable Variation in QTY | [5 empty] | 0
| Total | [5 empty] | 262.64
Supplying and fixing of Unplasticised Poly Vinyl Chloride (UPVC) casement windows openable shutters duly manufactured using UPVC reinforced profiles (Composition of profile shall consists aminimum of 5.5 PHR of TiO2 and not more than 12PHR of CaCo3 for every 100 parts of PVC resin) of 60mm x 55 mm x 2.40 mm for outer frames, 74 mm x 60mm x 2.40 mm for mullion sections for two or more openable shutters 75 mm x 60 mm x 2.40 mm for openable shutter frame capable of mounting single glazing system structurally reinforced with hot dip galvanized up to 50 microns of minimum thickness of 1.0/1.2 mm prefabricated & welded through fusion welding. The window sash shall be fitted with 5 mm thick clear float glass of reputed make duly fixed with Grey colour TPV Gasket for sash & Glazing bead shall be co-extruded with Grey colour soft PVC and accessories for casement window – friction hinges of stainless steel grade 304/430- 2 Nos., per sash, handle with zamak alloy casting 1 No. per sash, multipoint locking system suitably concealed 1 No., per sash provided with raiser wedges for smooth operation and the system is to be installed at the site using anchor fasteners, silicon rubber sealant, easy glazing/ deglazing at site etc., including cost and conveyance of all materials, accessories, labour charges for transportation, erection at site including overheads and contractor profit etc., complete for finished item of work
| Point Of Care Lab | 1 | 2 | 0.9 |  | 1.7 | 3.06
[7 empty] | 3.06 | Sqm
SOTC 170 | UPVC 3 track Sliding Windows
| Clean Utility | 1 | 1 | 1.6 |  | 1.7 | 2.72
[7 empty] | 2.72 | Sqm
Sub Total
Probable Variation in QTY
Total
SOTC 169 | UPVC Fixed Louvered Ventilator
| Surgeons Lounge | 1 | 1 | 0.904 |  | 0.606 | 0.54782
| Surgeons Lounge | 1 | 1 | 0.906 |  | 0.596 | 0.53998
[7 empty] | 1.0878 | Sqm
Sub Total
Probable Variation in QTY
Total
SUPL | Accoustic Wall Panel MOT Room
| Billed Quantity | [5 empty] | 0
| Long Wall | 1 | 2 | 10.62 |  | 3.05 | 64.782
| Deductions (-) | -1 | 2 | 1.5 |  | 2.1 | -6.3
| Windows (-) | 1 | 1 | 0.911 |  | 1.708 | 1.556
| Windows (-) | 1 | 1 | 0.918 |  | 1.708 | 1.5679
| Windows (-) | 1 | 1 | 0.902 |  | 1.708 | 1.5406
| Short Walls | 1 | 2 | 5.75 |  | 3.05 | 35.075
98.2215
| Sub Total | [5 empty] | 98.22
| Probable Variation in QTY | [5 empty] | 11.78
| Total | [5 empty] | 110
SUPL | Accoustic Ceiling MOT Room
| Billed Quantity | [5 empty] | 0
| MOTS Integration | 1 | 1 | 10.62 | 5.75 |  | 61.065
61.065
| Sub Total | [5 empty] | 61.065
| Probable Variation in QTY | [5 empty] | 0.935
| Total | [5 empty] | 62
SUPL | Wooden Flooring MOT Room
| Billed Quantity | [5 empty] | 0
| MOTS Integration | 1 | 1 | 10.62 | 5.75 |  | 61.065
| Podium Sides | 1 | 1 | 3.54 | 0.3 |  | 1.062
| Podium Sides | 1 | 4 | 1.67 | 0.15 |  | 1.002
| Tread | 1 | 2 | 1.67 | 0.25 |  | 0.835
63.964
| Sub Total | [5 empty] | 63.964
| Probable Variation in QTY | [5 empty] | 1.036
| Total | [5 empty] | 65
SOTC 165 | Painting one coat water based cement primer of interior grade I and two coats of acrylic emulsion paint for ceiling and Walls
Billed Quantity
| Waiting Area (Long Wall) | 1 | 2 | 10.32 |  | 2.6 | 53.664
| Waiting Area (Short Wall) | 1 | 2 | 5.76 |  | 2.6 | 29.952
| Windows Deduction (-) | -1 | 5 | 0.9 |  | 1.7 | -7.65
| Door Deduction (-) | -1 | 1 | 1.2 |  | 2.6 | -3.12
| UPS Room (Long Wall) | 1 | 2 | 4.99 |  | 2.6 | 25.948
| UPS Room (Short Wall) | 1 | 2 | 3.16 |  | 2.6 | 16.432
| Electrical Room (Long Wall) | 1 | 2 | 8.72 |  | 2.6 | 45.344
| Electrical Room (Short Wall) | 1 | 2 | 5.06 |  | 2.6 | 26.312
| Reception Side Wall | 1 | 2 | 2.01 |  | 2.6 | 10.452
| ICU-2 Toilets Passage (Long Wall) | 1 | 2 | 5.78 |  | 0.5 | 5.78
| ICU-2 Toilets Passage (Short Wall) | 1 | 2 | 3.2 |  | 0.5 | 3.2
| ICU-2 (Long Wall) | 1 | 2 | 8.85 |  | 1.1 | 19.47
| ICU-2 (Short Wall) | 1 | 2 | 5.73 |  | 1.1 | 12.606
| Windows Deduction (-) | -1 | 3 | 0.9 |  | 0.7 | -1.89
| Door Deduction (-) | -1 | 1 | 1.48 |  | 0.6 | -0.888
| TICU (Long Wall) | 1 | 2 | 14.15 |  | 1.1 | 31.13
| TICU (Short Wall) | 1 | 2 | 5.72 |  | 1.1 | 12.584
| Windows Deduction (-) | -1 | 3 | 0.9 |  | 0.7 | -1.89
| Door Deduction (-) | -1 | 1 | 1.5 |  | 0.6 | -0.9
| TICU Toilets Passage Entry (Long Wall) | 1 | 2 | 5.74 |  | 0.5 | 5.74
| TICU Toilets Passage Entry (Short Wall) | 1 | 2 | 1.72 |  | 0.5 | 1.72
| TICU Toilets Passage Inside (Long Wall) | 1 | 2 | 5.2 |  | 0.5 | 5.2
| TICU Toilets Passage Inside (Short Wall) | 1 | 2 | 4.5 |  | 0.5 | 4.5
| General Store (Long Wall) | 1 | 2 | 3.42 |  | 2.6 | 17.784
| General Store (Short Wall) | 1 | 2 | 3.3 |  | 2.6 | 17.16
| Windows Deduction (-) | -1 | 1 | 0.9 |  | 1.7 | -1.53
| Door Deduction (-) | -1 | 1 | 1 |  | 2.1 | -2.1
| Dirty Utility Passage (Long Wall) | 1 | 2 | 5.77 |  | 0.5 | 5.77
| Dirty Utility Passage (Long Wall) | 1 | 2 | 3.65 |  | 0.5 | 3.65
| Dirty Utility (Long Wall) | 1 | 2 | 5.75 |  | 2.6 | 29.9
| Dirty Utility (Short Wall) | 1 | 2 | 1.8 |  | 2.6 | 9.36
| Windows Deduction (-) | -1 | 1 | 0.9 |  | 1.7 | -1.53
| CSSD (Long Wall) | 1 | 2 | 6.19 |  | 0.5 | 6.19
| CSSD (Short Wall) | 1 | 2 | 5.75 |  | 0.5 | 5.75
| Windows Deduction (-) | -1 | 1 | 0.9 |  | 0.7 | -0.63
| Clean Utility (Long Wall) | 1 | 2 | 2.91 |  | 2.6 | 15.132
| Clean Utility (Short Wall) | 1 | 2 | 1.8 |  | 2.6 | 9.36
| Windows Deduction (-) | -1 | 2 | 1.6 |  | 1.7 | -5.44
| Lab Store (Long Wall) | 1 | 2 | 4.57 |  | 2.6 | 23.764
| Lab Store (Short Wall) | 1 | 2 | 3.83 |  | 2.6 | 19.916
| Door Deduction (-) | -1 | 1 | 1 |  | 2.1 | -2.1
| Wash Area (Long Wall) | 1 | 2 | 4.57 |  | 2.6 | 23.764
| Wash Area (Short Wall) | 1 | 2 | 1.81 |  | 2.6 | 9.412
| Door Deduction (-) | -1 | 1 | 0.75 |  | 2.1 | -1.575
| Point of Care Lab (Long Wall) | 1 | 2 | 7.75 |  | 2.6 | 40.3
| Point of Care Lab (Short Wall) | 1 | 2 | 5.74 |  | 2.6 | 29.848
| Door Deduction (-) | -1 | 1 | 1.5 |  | 2.1 | -3.15
| Windows Deduction (-) | -1 | 2 | 0.9 |  | 1.7 | -3.06
| Windows Deduction (-) | -1 | 1 | 1.6 |  | 1.7 | -2.72
| Sterile Store (Long Wall) | 1 | 2 | 5.75 |  | 2.6 | 29.9
| Sterile Store (Shorrt Wall) | 1 | 2 | 5.66 |  | 2.6 | 29.432
| Windows Deduction (-) | -1 | 2 | 0.9 |  | 1.7 | -3.06
| Windows Deduction (-) | -1 | 1 | 1.6 |  | 1.7 | -2.72
| Door Deduction (-) | -1 | 1 | 1.5 |  | 2.1 | -3.15
| Clean Store (Long Wall) | 1 | 2 | 3 |  | 2.6 | 15.6
| Clean Store (Long Wall) | 1 | 2 | 2.947 |  | 2.6 | 15.3244
| Windows Deduction (-) | -1 | 2 | 0.9 |  | 1.7 | -3.06
| Door Deduction (-) | -1 | 1 | 1 |  | 2.1 | -2.1
| Surgeons Lounge (Long Wall) | 1 | 2 | 5.72 |  | 2.6 | 29.744
| Surgeons Lounge (Short Wall) | 1 | 2 | 5.16 |  | 2.6 | 26.832
| Door Deduction (-) | 1 | 1 | 1.2 |  | 2.1 | 2.52
| Ventilator Deduction (-) | -1 | 2 | 0.6 |  | 0.6 | -0.72
| Toilet @ Surgeons Lounge (Long Wall) | 1 | 2 | 1.6 |  | 0.5 | 1.6
| Short Wall | 1 | 2 | 1.41 |  | 0.5 | 1.41
| Door Deduction (-) | -1 | 1 | 0.75 |  | 2.1 | -1.575
| Anesthetist Lounge (Long Wall) | 1 | 2 | 5.78 |  | 2.6 | 30.056
| Anesthetist Lounge (Long Wall) | 1 | 2 | 5.17 |  | 2.6 | 26.884
| Door Deduction (-) | -1 | 1 | 1.2 |  | 2.1 | -2.52
| Door Deduction (-) | -1 | 1 | 0.75 |  | 2.1 | -1.575
| Toilet @ Anesthetist Lounnge (Long Wall) | 1 | 2 | 1.47 |  | 0.5 | 1.47
| Short Wall | 1 | 2 | 1.42 |  | 0.5 | 1.42
| Ventilator Deduction (-) | -1 | 1 | 0.6 |  | 0.6 | -0.36
| Electrical/UPS Room (Long Wall) | 1 | 2 | 4.175 |  | 2.6 | 21.71
| Electrical/UPS Room (Short Wall) | 1 | 1 | 3.86 |  | 2.6 | 10.036
| Electrical/UPS Room (Short Wall) | 1 | 1 | 2.1 |  | 2.6 | 5.46
| Door Deduction (-) | -1 | 1 | 1.2 |  | 2.1 | -2.52
| Post ICU Toilets Passage (Long Wall) | 1 | 2 | 5.75 |  | 0.5 | 5.75
| Post ICU Toilets Passage (Short Wall) | 1 | 2 | 3.2 |  | 0.5 | 3.2
| Post ICU (Long Wall) | 1 | 2 | 14.29 |  | 1.1 | 31.438
| Post ICU (Short Wall) | 1 | 2 | 5.72 |  | 1.1 | 12.584
| Door Deduction (-) | -1 | 1 | 1.5 |  | 0.6 | -0.9
| Windows Deduction (-) | -1 | 4 | 0.9 |  | 0.7 | -2.52
| HOD Room (Long Wall) | 1 | 2 | 5.72 |  | 2.6 | 29.744
| Short Wall | 1 | 2 | 3.3 |  | 2.6 | 17.16
| Door Deduction (-) | -1 | 1 | 1 |  | 2.1 | -2.1
| Toilet @ HOD Room (Long Wall) | 1 | 2 | 1.6 |  | 0.5 | 1.6
| Short Wall | 1 | 2 | 1.4 |  | 0.5 | 1.4
| Counselling Room (Long Wall) | 1 | 2 | 5.7 |  | 2.6 | 29.64
| Short Wall | 1 | 2 | 2.02 |  | 2.6 | 10.504
| Windows Deduction (-) | -1 | 1 | 0.9 |  | 1.7 | -1.53
| Door Deduction (-) | -1 | 1 | 1 |  | 2.1 | -2.1
| Duty Nurse Room (Long Wall) | 1 | 2 | 5.72 |  | 2.6 | 29.744
| Short Wall | 1 | 2 | 2.77 |  | 2.6 | 8.372
| Door Deduction (-) | -1 | 1 | 1 |  | 2.1 | -2.1
| Toilet @ Duty Nurse Room (Long Wall) | 1 | 2 | 1.61 |  | 0.5 | 1.61
| Short Wall | 1 | 2 | 1.41 |  | 0.5 | 1.41
| Door Deduction (-) | -1 | 1 | 0.75 |  | 2.1 | -1.575
| Ventilator Deduction (-) | -1 | 1 | 0.6 |  | 0.6 | -0.36
| Change Room-1 (Long Wall) | 1 | 2 | 2.09 |  | 2.6 | 10.868
| Short Wall | 1 | 2 | 1.8 |  | 2.6 | 9.36
| Change Room-2 (Long Wall) | 1 | 2 | 2.08 |  | 2.6 | 10.816
| Short Wall | 1 | 2 | 1.83 |  | 2.6 | 9.516
| Change Room-3 (Long Wall) | 1 | 2 | 2.08 |  | 2.6 | 10.816
| Short Wall | 1 | 2 | 1.82 |  | 2.6 | 9.464
| Change Room-4 (Long Wall) | 1 | 2 | 2.09 |  | 2.6 | 10.868
| Short Wall | 1 | 2 | 1.8 |  | 2.6 | 9.36
| Passage1 @ Change Room (Long Wall) | 1 | 2 | 1.26 |  | 2.6 | 6.552
| Short Wall | 1 | 2 | 4.2 |  | 2.6 | 21.84
| Passage2 @ Change Room (Long Wall) | 1 | 2 | 5.72 |  | 2.6 | 29.744
| Short Wall | 1 | 2 | 1.6 |  | 2.6 | 8.32
| Ventilator Deduction (-) | -1 | 2 | 0.6 |  | 0.6 | -0.72
| Door Deduction (-) | -1 | 4 | 1 |  | 2.1 | -8.4
| Door Deduction (-) | -1 | 1 | 1.5 |  | 2.1 | -3.15
| Doctors Room (Long Wall) | 1 | 2 | 6.04 |  | 2.6 | 31.408
| Short Wall | 1 | 2 | 3.34 |  | 2.6 | 17.368
| Door Deduction (-) | -1 | 1 | 1 |  | 2.1 | -2.1
| Windows Deduction (-) | -1 | 1 | 0.9 |  | 1.7 | -1.53
| Toilet @ Doctors Room (Long Wall) | 1 | 2 | 1.6 |  | 0.5 | 1.6
| Short Wall | 1 | 2 | 1.4 |  | 0.5 | 1.4
| Door Deduction (-) | -1 | 1 | 0.75 |  | 2.1 | -1.575
| Ventilator Deduction (-) | -1 | 1 | 0.6 |  | 0.6 | -0.36
| Corridor @ CSSD to General Store (Long Wall) | 1 | 2 | 11.815 |  | 2.6 | 61.438
| Short Wall | 1 | 2 | 3 |  | 2.6 | 15.6
| Door Deduction (-) | -1 | 1 | 0.75 |  | 2.6 | -1.95
| Door Deduction (-) | -1 | 1 | 1 |  | 2.1 | -2.1
| Door Deduction (-) | -1 | 1 | 1.2 |  | 2.1 | -2.52
| Door Deduction (-) | -1 | 1 | 1.5 |  | 2.1 | -3.15
| Door Deduction (-) | -1 | 1 | 2 |  | 2.1 | -4.2
| Windows Deduction (-) | -1 | 1 | 1.5 |  | 1.7 | -2.55
| Corridor @ HOD Room (Long Wall) | 1 | 2 | 8.94 |  | 2.6 | 46.488
| Short Wall | 1 | 1 | 3 |  | 2.6 | 7.8
| Door Deduction (-) | -1 | 2 | 1 |  | 2.1 | -4.2
| Door Deduction (-) | -1 | 1 | 1.2 |  | 2.1 | -2.52
| Door Deduction (-) | -1 | 1 | 2 |  | 2.1 | -4.2
| Corridor @ MOTs Integration to UPS Room (Long Wall) | 1 | 2 | 20.78 |  | 2.6 | 108.056
| Short Wall | 1 | 2 | 3 |  | 2.6 | 15.6
| Door Deduction (-) | -1 | 2 | 1.5 |  | 2.1 | -6.3
| Door Deduction (-) | -1 | 1 | 1 |  | 2.1 | -2.1
| Door Deduction (-) | -1 | 2 | 1.2 |  | 2.1 | -5.04
| Door Deduction (-) | -1 | 1 | 2 |  | 2.1 | -4.2
| Corridor Deduction (-) | -1 | 2 | 3 |  | 2.6 | -15.6
| Windows Deduction (-) | -1 | 2 | 0.9 |  | 1.7 | -3.06
1306.6874
| Sub Total | [5 empty] | 1306.687
| Probable Variation in QTY | [5 empty] | 65.323
| Total | [5 empty] | 1372.01
SOTC 177 | False ceiling as per Technical specification
| Billed Quantity | [5 empty] | 0
| UPS Room | 1 | 1 | 3.1 | 4.8 |  | 14.88
| Electrical Room | 1 | 1 | 5.06 | 6.45 |  | 32.637
| Waiting Area | 1 | 1 | 10.315 | 5.65 |  | 58.2797
| Toilets @ Waiting Area Passage (entry) | 1 | 1 | 1.09 | 5.25 |  | 5.7225
| Passage (Inside) | 1 | 1 | 5.78 | 1.65 |  | 9.537
| Toilet-1 | 1 | 1 | 1.15 | 1.5 |  | 1.725
| Toilet-2 | 1 | 1 | 1.37 | 1.5 |  | 2.055
| Toilet-3 | 1 | 1 | 1.41 | 1.5 |  | 2.115
| Toilet-4 | 1 | 1 | 1.41 | 1.5 |  | 2.115
| Post ICU | 1 | 1 | 14.01 | 5.62 |  | 78.7362
| Toilets @ Post ICU Toilet-1 | 1 | 1 | 1.376 | 1.43 |  | 1.9677
| Toilet-2 | 1 | 1 | 1.36 | 1.3 |  | 1.768
| Toilet-3 | 1 | 1 | 1.38 | 1.26 |  | 1.7388
| Toilet-4 | 1 | 1 | 1.38 | 1.3 |  | 1.794
| Passage | 1 | 1 | 1.82 | 5.75 |  | 10.465
| Extra portion in corridor @ Post ICU | 1 | 1 | 1.49 | 1.8 |  | 2.682
| Electrical/UPS Room | 1 | 1 | 5.9 | 2.1 |  | 12.39
| Surgeons Lounge | 1 | 1 | 5.72 | 5.16 |  | 29.5152
| Toilet @ Surgeons lounge | 1 | 1 | 1.41 | 1.6 |  | 2.256
| Anesthesia Lounge | 1 | 1 | 5.78 | 5.17 |  | 29.8826
| Toilet @ Anesthesian Lounge | 1 | 1 | 1.42 | 1.47 |  | 2.0874
| Clean Store | 1 | 1 | 3 | 2.947 |  | 8.841
| Store Room | 1 | 1 | 5.66 | 5.75 |  | 32.545
| Point of Care Lab | 1 | 1 | 7.75 | 5.74 |  | 44.485
| Wash Area | 1 | 1 | 4.57 | 1.81 |  | 8.2717
| Lab Store | 1 | 1 | 4.57 | 3.83 |  | 17.5031
| Passage Toiles Passage | 1 | 1 | 10.56 | 1.65 |  | 17.424
| Toilet-1 | 1 | 1 | 1.54 | 1.5 |  | 2.31
| Toilet-2 | 1 | 1 | 1.51 | 1.51 |  | 2.2801
| Toilet-3 | 1 | 1 | 1.45 | 1.56 |  | 2.262
| TICU | 1 | 1 | 5.72 | 14.15 |  | 80.938
| Room | 1 | 1 | 5.63 | 8.85 |  | 49.8255
| Doctor's Room | 1 | 1 | 6.04 | 3.21 |  | 19.3884
| Toilet @ Doctors Room | 1 | 1 | 1.4 | 1.6 |  | 2.24
| Change Room-1 | 1 | 1 | 2.09 | 1.65 |  | 3.4485
| Change Room-2 | 1 | 1 | 2.08 | 1.83 |  | 3.8064
| Change Room-3 | 1 | 1 | 2.08 | 1.82 |  | 3.7856
| Change Room-4 | 1 | 1 | 2.09 | 1.8 |  | 3.762
| Passage1 @ Change Room | 1 | 1 | 1.22 | 4.2 |  | 5.124
| Passage2 @ Change Room | 1 | 1 | 5.67 | 1.6 |  | 9.072
| Duty Nurse Room | 1 | 1 | 5.67 | 2.4 |  | 13.608
| Toilet @ Duty Nurse | 1 | 1 | 1.61 | 1.21 |  | 1.9481
| Counselling Room | 1 | 1 | 5.7 | 2 |  | 11.4
| HOD Room | 1 | 1 | 5.67 | 3.3 |  | 18.711
| Toilet @ HOD Room | 1 | 1 | 1.6 | 1.4 |  | 2.24
| CSSD | 1 | 1 | 6.01 | 5.75 |  | 34.5575
| Clean Utility | 1 | 1 | 1.8 | 2.7 |  | 4.86
| Dirty Utility | 1 | 1 | 1.8 | 5.75 |  | 10.35
| Toilets @ Dirty Utility Passage | 1 | 1 | 2.01 | 5.75 |  | 11.5575
| Toilet-1 | 1 | 1 | 1.4 | 1.3 |  | 1.82
| Toilet-2 | 1 | 1 | 1.38 | 1.45 |  | 2.001
| Toilet-3 | 1 | 1 | 1.4 | 1.2 |  | 1.68
| Toilet-4 | 1 | 1 | 1.4 | 1.3 |  | 1.82
| General Store | 1 | 1 | 3.42 | 3.3 |  | 11.286
[7 empty] | 749.5005 | Sqm
| Sub Total | [5 empty] | 749.5 | Sqm
| Probable Variation in QTY | [5 empty] | 0.5 | Sqm
| Total | [5 empty] | 750 | Sqm
SOTC 163 | Dadooing to walls with glazed full body Porcelain wall tiles
Billed Quantity
| passage-2 Long Wall | 1 | 2 | 5.78 |  | 2.1 | 24.276
| Short Wall | 1 | 2 | 1.65 |  | 2.1 | 6.93
| Door Deduction(-) | -1 | 1 | 1 |  | 2.1 | -2.1
| Toilet -1 Short Wall | 1 | 2 | 1.254 |  | 2.1 | 5.2668
| Long Wall | 1 | 2 | 1.5 |  | 2.1 | 6.3
| Door Deduction(-) | -1 | 2 | 0.75 |  | 2.1 | -3.15
| Toilet-2 Short Wall | 1 | 2 | 1.37 |  | 2.1 | 5.754
| Long Wall | 1 | 2 | 1.5 |  | 2.1 | 6.3
| Door Deduction(-) | -1 | 2 | 0.75 |  | 2.1 | -3.15
| Toilet-3 Short Wall | 1 | 2 | 1.41 |  | 2.1 | 5.922
| Long Wall | 1 | 2 | 1.5 |  | 2.1 | 6.3
| Door Deduction(-) | -1 | 2 | 0.75 |  | 2.1 | -3.15
| Toilet-4 Short Wall | 1 | 2 | 1.41 |  | 2.1 | 5.922
| Long Wall | 1 | 2 | 1.5 |  | 2.1 | 6.3
| Door Deduction(-) | -1 | 2 | 0.75 |  | 2.1 | -3.15
| Post ICU Toilet -1 Short Wall | 1 | 2 | 1.376 |  | 2.1 | 5.7792
| Long Wall | 1 | 2 | 1.43 |  | 2.1 | 6.006
| Door Deduction(-) | -1 | 2 | 0.75 |  | 2.1 | -3.15
| Toilet-2 Short Wall | 1 | 2 | 1.36 |  | 2.1 | 5.712
| Long Wall | 1 | 2 | 1.36 |  | 2.1 | 5.712
| Door Deduction(-) | -1 | 2 | 0.75 |  | 2.1 | -3.15
| Toilet-3 Long Wall | 1 | 2 | 1.38 |  | 2.1 | 5.796
| Short Wall | 1 | 2 | 1.26 |  | 2.1 | 5.292
| Door Deduction(-) | -1 | 2 | 0.75 |  | 2.1 | -3.15
| Toilet-4 Short Wall | 1 | 2 | 1.38 |  | 2.1 | 5.796
| Long Wall | 1 | 2 | 1.38 |  | 2.1 | 5.796
| Door Deduction(-) | -1 | 2 | 0.75 |  | 2.1 | -3.15
| Passage Short Wall | 1 | 2 | 1.82 |  | 2.1 | 7.644
| Long Wall | 1 | 2 | 5.75 |  | 2.1 | 24.15
| Door Deduction(-) | -1 | 1 | 1 |  | 2.1 | -2.1
| Surgeouns Lounge Toilet -1 Short Wall | 1 | 2 | 1.41 |  | 2.1 | 5.922
| Long Wall | 1 | 2 | 1.6 |  | 2.1 | 6.72
| Door Deduction(-) | -1 | 1 | 0.75 |  | 2.1 | -1.575
| Anesthesia Toilet -1 Short Wall | 1 | 2 | 1.42 |  | 2.1 | 5.964
| Long Wall | 1 | 2 | 1.47 |  | 2.1 | 6.174
| Door Deduction(-) | -1 | 1 | 0.75 |  | 2.1 | -1.575
| passage Toilets Long Wall | 1 | 2 | 10.74 |  | 2.1 | 45.108
| Ashort Wall | 1 | 2 | 1.72 |  | 2.1 | 7.224
| Door Deduction(-) | -1 | 1 | 1 |  | 2.1 | -2.1
| Toilet -1 Short Wall | 1 | 2 | 1.54 |  | 2.1 | 6.468
| Long Wall | 1 | 2 | 1.54 |  | 2.1 | 6.468
| Door Deduction(-) | -1 | 2 | 0.75 |  | 2.1 | -3.15
| Toilet-2 Long Wall | 1 | 2 | 1.51 |  | 2.1 | 6.342
| Short Wall | 1 | 2 | 1.51 |  | 2.1 | 6.342
| Door Deduction(-) | -1 | 2 | 0.75 |  | 2.1 | -3.15
| Toilet-3 short Wall | 1 | 2 | 1.45 |  | 2.1 | 6.09
| Long Wall | 1 | 2 | 1.56 |  | 2.1 | 6.552
| Door Deduction(-) | -1 | 2 | 0.75 |  | 2.1 | -3.15
| Doctors Room Toilet Short Wall | 1 | 2 | 1.4 |  | 2.1 | 5.88
| Long Wall | 1 | 2 | 1.6 |  | 2.1 | 6.72
| Door Deduction(-) | -1 | 1 | 0.75 |  | 2.1 | -1.575
| Duty Nurses RoomToilet Long Wall | 1 | 2 | 1.61 |  | 2.1 | 6.762
| Short Wall | 1 | 2 | 1.41 |  | 2.1 | 5.922
| Door Deduction(-) | -1 | 1 | 0.75 |  | 2.1 | -1.575
| HOD Toilet long Wall | 1 | 2 | 1.6 |  | 2.1 | 6.72
| Short Wall | 1 | 2 | 1.4 |  | 2.1 | 5.88
| Door Deduction(-) | -1 | 1 | 0.75 |  | 2.1 | -1.575
| Dirty Utility Passage Short Wall | 1 | 2 | 2.11 |  | 2.1 | 8.862
| Long Wall | 1 | 2 | 5.77 |  | 2.1 | 24.234
| Door Deduction(-) | -1 | 1 | 1 |  | 2.1 | -2.1
| Toilet -1 Short Wall | 1 | 2 | 1.4 |  | 2.1 | 5.88
| Long Wall | 1 | 2 | 1.33 |  | 2.1 | 5.586
| Door Deduction(-) | -1 | 2 | 0.75 |  | 2.1 | -3.15
| Toilet-2 Short Wall | 1 | 2 | 1.38 |  | 2.1 | 5.796
| Long Wall | 1 | 2 | 1.49 |  | 2.1 | 6.258
| Door Deduction(-) | -1 | 2 | 0.75 |  | 2.1 | -3.15
| Toilet-3 Long Wall | 1 | 2 | 1.4 |  | 2.1 | 5.88
| Short Wall | 1 | 2 | 1.27 |  | 2.1 | 5.334
| Door Deduction(-) | -1 | 2 | 0.75 |  | 2.1 | -3.15
| Toilet-4 Long Wall | 1 | 2 | 1.4 |  | 2.1 | 5.88
| Short Wall | 1 | 2 | 1.3 |  | 2.1 | 5.46
| Door Deduction(-) | -1 | 2 | 0.75 |  | 2.1 | -3.15
[7 empty] | 325.857 | Sqm
| Sub Total | [5 empty] | 325.857 | Sqm
| Probable Variation in QTY | [5 empty] | 14.143 | Sqm
| Total | [5 empty] | 340 | Sqm
SOTC 164 | Dadooing to walls with glazed full body Ceramic tiles
Billed Quantity
| TICU Short Wall | 1 | 2 | 5.72 |  | 1.5 | 17.16
| Long Wall | 1 | 2 | 14.15 |  | 1.5 | 42.45
| Door Deduction(-) | -1 | 1 | 1.14 |  | 1.5 | -1.71
| Door Deduction(-) | -1 | 1 | 1.49 |  | 1.5 | -2.235
| MOTs Integration Long Wall | 1 | 2 | 10.62 |  | 1.5
| Short Wall | 1 | 2 | 5.75 |  | 1.5
| Door Deduction(-) | -1 | 1 | 1.5 |  | 1.5
| Door Deduction(-) | -1 | 1 | 1.5 |  | 1.5
| Post ICU Long Wall | 1 | 2 | 14.29 |  | 1.5 | 42.87
| Short Wall | 1 | 2 | 5.72 |  | 1.5 | 17.16
| Door Deduction(-) | -1 | 1 | 1.49 |  | 1.5 | -2.235
| ICU 2 Long Wall | 1 | 2 | 5.73 |  | 1.5 | 17.19
| Short Wall | 1 | 2 | 8.85 |  | 1.5 | 26.55
| Door Deduction(-) | -1 | 1 | 1.48 |  | 1.5 | -2.22
| CSSD Long Wall | 1 | 2 | 6.19 |  | 1.5 | 18.57
| Short Wall | 1 | 2 | 5.75 |  | 1.5 | 17.25
| Door Deduction(-) | -1 | 1 | 1.5 |  | 1.5 | -2.25
| Clean Utility Door Deduction(-) | -1 | 1 | 0.76 |  | 1.5 | -1.14
| Dirty Utility Door Deduction(-) | -1 | 1 | 0.76 |  | 1.5 | -1.14
| Corridor @Dirty Utility | 1 | 2 | 11.05 |  | 1.5 | 33.15
| Door Deduction(-) | -1 | 1 | 1.2 |  | 1.5 | -1.8
| Door Deduction(-) | -1 | 1 | 1 |  | 1.5 | -1.5
| Door Deduction(-) | -1 | 1 | 1.5 |  | 1.5 | -2.25
| Door Deduction(-) | -1 | 1 | 0.75 |  | 1.5 | -1.125
[7 empty] | 212.745 | Sqm
| Sub Total | [5 empty] | 212.745 | Sqm
| Probable Variation in QTY | [5 empty] | 59.475 | Sqm
| Total | [5 empty] | 272.22 | Sqm
SOTC 157 | Filling with light weight concrete in Cement Concrete (1:5:10) proportion using brick jelly for low roofs
| Billed Quantity | [5 empty] | 0
| Toilets @ Waiting AreaToilet-1 | 1 | 1 | 1.254 | 1.5 | 0.5 | 0.9405
| Toilet-2 | 1 | 1 | 1.37 | 1.5 | 0.5 | 1.0275
| Toilet-3 | 1 | 1 | 1.41 | 1.5 | 0.5 | 1.0575
| Toilet-4 | 1 | 1 | 1.41 | 1.5 | 0.5 | 1.0575
| Toilets @ Post ICUToilet-1 | 1 | 1 | 1.376 | 1.43 | 0.5 | 0.98384
| Toilet-2 | 1 | 1 | 1.36 | 1.36 | 0.5 | 0.9248
| Toilet-3 | 1 | 1 | 1.38 | 1.26 | 0.5 | 0.8694
| Toilet-4 | 1 | 1 | 1.38 | 1.3 | 0.5 | 0.897
| Passage Toiles Toilet-1 | 1 | 1 | 1.54 | 1.5 | 0.5 | 1.155
| Toilet-2 | 1 | 1 | 1.51 | 1.51 | 0.5 | 1.1401
| Toilet-3 | 1 | 1 | 1.45 | 1.56 | 0.5 | 1.131
| Toilet @ HOD Room | 1 | 1 | 1.6 | 1.4 | 0.5 | 1.12
| Toilets @ Dirty Utility Toilet-1 | 1 | 1 | 1.4 | 1.33 | 0.5 | 0.931
| Toilet-2 | 1 | 1 | 1.38 | 1.49 | 0.5 | 1.0281
| Toilet-3 | 1 | 1 | 1.4 | 1.27 | 0.5 | 0.889
| Toilet-4 | 1 | 1 | 1.4 | 1.3 | 0.5 | 0.91
16.0622
| Sub Total | [5 empty] | 16.06
| Probable Variation in QTY | [5 empty] | 0.81
| Total | [5 empty] | 16.87
SOTC 160 | Impervious coat to exposed RCC roof slab surfaces (APSS No. 901 and 903) For Toilets
| Toilets @ Waiting Area Toilet-1 | 1 | 1 | 1.254 | 1.5 |  | 1.881
| Toilet-2 | 1 | 1 | 1.37 | 1.5 |  | 2.055
| Toilet-3 | 1 | 1 | 1.41 | 1.5 |  | 2.115
| Toilet-4 | 1 | 1 | 1.41 | 1.5 |  | 2.115
| Toilets @ Post ICU Toilet-1 | 1 | 1 | 1.376 | 1.43 |  | 1.9677
| Toilet-2 | 1 | 1 | 1.36 | 1.36 |  | 1.8496
| Toilet-3 | 1 | 1 | 1.38 | 1.26 |  | 1.7388
| Toilet-4 | 1 | 1 | 1.38 | 1.3 |  | 1.794
| Toilet @ Surgeons lounge | 1 | 1 | 1.41 | 1.6 |  | 2.256
| Toilet @ Anesthesian Lounge | 1 | 1 | 1.42 | 1.47 |  | 2.0874
| Passage Toiles Toilet-1 | 1 | 1 | 1.54 | 1.5 |  | 2.31
| Toilet-2 | 1 | 1 | 1.51 | 1.51 |  | 2.2801
| Toilet-3 | 1 | 1 | 1.45 | 1.56 |  | 2.262
| Toilet @ Doctors Room | 1 | 1 | 1.4 | 1.6 |  | 2.24
| Toilet @ Duty Nurse | 1 | 1 | 1.61 | 1.41 |  | 2.2701
| Toilet @ HOD Room | 1 | 1 | 1.6 | 1.4 |  | 2.24
| Toilets @ Dirty Utility Toilet-1 | 1 | 1 | 1.4 | 1.33 |  | 1.862
| Toilet-2 | 1 | 1 | 1.38 | 1.49 |  | 2.0562
| Toilet-3 | 1 | 1 | 1.4 | 1.27 |  | 1.778
| Toilet-4 | 1 | 1 | 1.4 | 1.3 |  | 1.82
| Sub Total | [5 empty] | 40.9779
| Probable Variation in QTY | [5 empty] | 2.0721
| Total | [5 empty] | 43.05
Vinyl Flooring
| Billed Quantity | [5 empty] | 0
| Post ICU | 1 | 1 | 14.29 | 5.72 |  | 81.7388
| Extra portion in corridor @ Post ICU | 1 | 1 | 1.49 | 1.8 |  | 2.682
| Electrical Room-2 | 1 | 1 | 4.175 | 2.1 |  | 8.7675
| Surgeons Lounge | 1 | 1 | 5.72 | 5.16 |  | 29.5152
| Anesthesia Lounge | 1 | 1 | 5.78 | 5.17 |  | 29.8826
| Clean Store | 1 | 1 | 3 | 2.86 |  | 8.58
| SterileStore Room | 1 | 1 | 5.66 | 5.75 |  | 32.545
| Point of Care Lab | 1 | 1 | 7.75 | 5.74 |  | 44.485
| Wash Area | 1 | 1 | 4.57 | 1.81 |  | 8.2717
| Lab Store | 1 | 1 | 4.57 | 3.83 |  | 17.5031
| TICU | 1 | 1 | 5.67 | 13.95 |  | 79.0965
| Room | 1 | 1 | 5.67 | 8.85 |  | 50.1795
| Doctor's Room | 1 | 1 | 5.87 | 3.34 |  | 19.6058
| Change Room-1 | 1 | 1 | 2.09 | 1.8 |  | 3.762
| Change Room-2 | 1 | 1 | 2.08 | 1.63 |  | 3.3904
| Change Room-3 | 1 | 1 | 2.08 | 1.82 |  | 3.7856
| Change Room-4 | 1 | 1 | 2.01 | 1.8 |  | 3.618
| Passage1 @ Change Room | 1 | 1 | 1.26 | 4.1 |  | 5.166
| Passage2 @ Change Room | 1 | 1 | 5.72 | 1.6 |  | 9.152
| Duty Nurse Room | 1 | 1 | 5.72 | 2.6 |  | 14.872
| Corridor-A | 1 | 1 | 30.68 | 2.9 |  | 88.972
| Corridor-D | 1 | 1 | 20.01 | 2.9 |  | 58.029
| Corridor-C | 1 | 1 | 5.8 | 2.9 |  | 16.82
| MOTs Integration Room | 1 | 1 | 10.6 | 5.75
620.4197
| Sub Total-1 | [5 empty] | 620.4197
Coving Area
| Billed Quantity | [5 empty] | 0
| Post ICU Long Wall Long Wall | 1 | 2 | 14.29 |  | 0.1 | 2.858
| Short Wall | 1 | 2 | 5.72 |  | 0.1 | 1.144
| Extra portion in corridor @ Post ICU Long Wall | 1 | 2 | 1.49 |  | 0.1 | 0.298
| Short Wall | 1 | 2 | 5.72 |  | 0.1 | 1.144
| Electrical Room-2 Long Wall | 1 | 2 | 5.9 |  | 0.1 | 1.18
| Short Wall | 1 | 2 | 1.8 |  | 0.1 | 0.36
| Surgeons Lounge Long Wall | 1 | 2 | 5.72 |  | 0.1 | 1.144
| Short Wall | 1 | 2 | 2.1 |  | 0.1 | 0.42
| Anesthesia Lounge Long Wall | 1 | 2 | 5.78 |  | 0.1 | 1.156
| Short Wall | 1 | 2 | 5.16 |  | 0.1 | 1.032
| Clean Store Short Wall | 1 | 2 | 3 |  | 0.1 | 0.6
| Long Wall | 1 | 2 | 5.17 |  | 0.1 | 1.034
| Store Room Long Wall | 1 | 2 | 5.66 |  | 0.1 | 1.132
| Short Wall | 1 | 2 | 2.94 |  | 0.1 | 0.588
| Point of Care Lab Long Wall | 1 | 2 | 7.62 |  | 0.1 | 1.524
| Short Wall | 1 | 2 | 5.75 |  | 0.1 | 1.15
| Wash Area Short Wall | 1 | 2 | 4.57 |  | 0.1 | 0.914
| Long Wall | 1 | 2 | 5.74 |  | 0.1 | 1.148
| Lab Store Long Wall | 1 | 2 | 4.32 |  | 0.1 | 0.864
| Short Wall | 1 | 2 | 1.81 |  | 0.1 | 0.362
| TICU Long wall | 1 | 2 | 5.67 |  | 0.1 | 1.134
| Short Wall | 1 | 2 | 3.83 |  | 0.1 | 0.766
| Room Short Wall | 1 | 2 | 5.67 |  | 0.1 | 1.134
| Long Wall | 1 | 2 | 13.95 |  | 0.1 | 2.79
| Doctor's Room Short Wall | 1 | 2 | 6.04 |  | 0.1 | 1.208
| Long Wall | 1 | 2 | 8.85 |  | 0.1 | 1.77
| Change Room-1 Short Wall | 1 | 2 | 2.09 |  | 0.1 | 0.418
| Long Wall | 1 | 2 | 3.2 |  | 0.1 | 0.64
| Change Room-2 Long Wall | 1 | 2 | 2.08 |  | 0.1 | 0.416
| Short Wall | 1 | 2 | 1.8 |  | 0.1 | 0.36
| Change Room-3 Long Wall | 1 | 2 | 2.08 |  | 0.1 | 0.416
| Short Wall | 1 | 2 | 1.83 |  | 0.1 | 0.366
| Change Room-4 Long Wall | 1 | 2 | 2.01 |  | 0.1 | 0.402
| Short Wall | 1 | 2 | 1.82 |  | 0.1 | 0.364
| Passage1 @ Change Room Short Wall | 1 | 2 | 1.26 |  | 0.1 | 0.252
| Long Wall | 1 | 2 | 4.2 |  | 0.1 | 0.84
| Passage2 @ Change Room Long Wall | 1 | 2 | 5.67 |  | 0.1 | 1.134
| Short Wall | 1 | 2 | 1.6 |  | 0.1 | 0.32
| Duty Nurse Room Long Wall | 1 | 2 | 5.72 |  | 0.1 | 1.144
| Short Wall | 1 | 2 | 2.77 |  | 0.1 | 0.554
| MOTs Integration long wall | 1 | 2 | 10.6 |  | 0.1 | 2.12
| MOTs Integration short wall | 1 | 2 | 5.75 |  | 0.1 | 1.15
39.75
| Sub Total-2 | [5 empty] | 39.946
| Sub Total(1+2) | [5 empty] | 660.3657
Probable Variation in QTY
| Total | [5 empty] | 664
Scientific Doors with metal door frames and door shutters made of galvanize steel
Supply and fabricating,erecting and fixing inposition trusses of approved design with structural steel other than MS.
Supply and fixing of pre painted Galvalume Trapezoidal Profile Roofing with 0.50mm Thickness.
4" (101.6mm) multi floor trap with jali - UPVC/SWR
| ICU 2 Toilets | 1 | 7 |  |  |  | 7
| Poat ICU | 1 | 7 |  |  |  | 7
| TIC Toilets | 1 | 6 |  |  |  | 6
| Dirty Utility @ Toilets | 1 | 7 |  |  |  | 7
| Dirty Utility Room | 1 | 1 |  |  |  | 1
| Wash Area | 1 | 1 |  |  |  | 1
| Surgeouns Loung | 1 | 2 |  |  |  | 2
| Anesthesia Lounge | 1 | 2 |  |  |  | 2
| Dr Room | 1 | 2 |  |  |  | 2
| Duty Nurse Toilet | 1 | 2 |  |  |  | 2
| Change Rooms Passage | 1 | 1 |  |  |  | 1
| HOD Room | 1 | 2 |  |  |  | 2
| Scrub Stations | 1 | 4 |  |  |  | 4
44
580mm x 440mm long Orissa pan white glazed Water Closet
| ICU 2 Toilets | 1 | 1 |  |  |  | 1
| Post ICU Toilet | 1 | 1 |  |  |  | 1
| TICU Toilet | 1 | 1 |  |  |  | 1
| Toilet @ Dirty Utility | 1 | 1 |  |  |  | 1
| European Water Closet of 1st quality | [5 empty] | 0
| ICU 2 Toilets | 1 | 1 |  |  |  | 1
| Post ICU Toilet | 1 | 1 |  |  |  | 1
| TICU Toilet | 1 | 1 |  |  |  | 1
| Toilet @ Dirty Utility | 1 | 1 |  |  |  | 1
| Surgeouns Loung | 1 | 1 |  |  |  | 1
| Anesthesia Lounge | 1 | 1 |  |  |  | 1
| Dr Room | 1 | 1 |  |  |  | 1
| Duty Nurse Toilet | 1 | 1 |  |  |  | 1
| HOD Room | 1 | 1 |  |  |  | 1
13
Indian make Flat Back Wash Hand Basin 1st quality
| ICU 2 Toilets | 1 | 2 |  |  |  | 2
| Post ICU Toilet | 1 | 2 |  |  |  | 2
| TICU Toilet | 1 | 2 |  |  |  | 2
| Toilet @ Dirty Utility | 1 | 2 |  |  |  | 2
| Surgeouns Loung | 1 | 1 |  |  |  | 1
| Anesthesia Lounge | 1 | 1 |  |  |  | 1
| Dr Room | 1 | 1 |  |  |  | 1
| Duty Nurse Toilet | 1 | 1 |  |  |  | 1
| HOD Room | 1 | 1 |  |  |  | 1
| Change Rooms Passage | 1 | 1 |  |  |  | 1
| Wash Area | 1 | 1 |  |  |  | 1
| CP finish brass soap dish | [5 empty] | 0
| ICU 2 Toilets | 1 | 3 |  |  |  | 3
| Post ICU Toilet | 1 | 4 |  |  |  | 4
| TICU Toilet | 1 | 3 |  |  |  | 3
| Toilet @ Dirty Utility | 1 | 4 |  |  |  | 4
| Surgeouns Loung | 1 | 1 |  |  |  | 1
| Anesthesia Lounge | 1 | 1 |  |  |  | 1
| Dr Room | 1 | 1 |  |  |  | 1
| Duty Nurse Toilet | 1 | 1 |  |  |  | 1
| HOD Room | 1 | 1 |  |  |  | 1
| Change Rooms Passage | 1 | 1 |  |  |  | 1
| Wash Area | 1 | 1 |  |  |  | 1
36
TV shape mirror with plastic frame of size 609.6mm x 457.2mm
| ICU 2 Toilets | 1 | 2 |  |  |  | 2
| Post ICU Toilet | 1 | 2 |  |  |  | 2
| TICU Toilet | 1 | 2 |  |  |  | 2
| Toilet @ Dirty Utility | 1 | 2 |  |  |  | 2
| Surgeouns Loung | 1 | 1 |  |  |  | 1
| Anesthesia Lounge | 1 | 1 |  |  |  | 1
| Dr Room | 1 | 1 |  |  |  | 1
| Duty Nurse Toilet | 1 | 1 |  |  |  | 1
| HOD Room | 1 | 1 |  |  |  | 1
| Change Rooms Passage | 1 | 1 |  |  |  | 1
| Wash Area | 1 | 1 |  |  |  | 1
15
25.4mm dia , 609.6mm long aluminium anodized towel rods
| ICU 2 Toilets | 1 | 3 |  |  |  | 3
| Post ICU Toilet | 1 | 4 |  |  |  | 4
| TICU Toilet | 1 | 3 |  |  |  | 3
| Toilet @ Dirty Utility | 1 | 4 |  |  |  | 4
| Surgeouns Loung | 1 | 1 |  |  |  | 1
| Anesthesia Lounge | 1 | 1 |  |  |  | 1
| Dr Room | 1 | 1 |  |  |  | 1
| Duty Nurse Toilet | 1 | 1 |  |  |  | 1
| HOD Room | 1 | 1 |  |  |  | 1
| Change Rooms Passage | 1 | 1 |  |  |  | 1
| Wash Area | 1 | 1 |  |  |  | 1
21
15 mm brass body CP finish bib tap of not less than 300 grams weight
| ICU 2 Toilets | 1 | 3 |  |  |  | 3
| Post ICU Toilet | 1 | 4 |  |  |  | 4
| TICU Toilet | 1 | 3 |  |  |  | 3
| Toilet @ Dirty Utility | 1 | 4 |  |  |  | 4
| Self Closing Tap - Push Type | [5 empty] | 0
| ICU 2 Toilets | 1 | 2 |  |  |  | 2
| Post ICU Toilet | 1 | 2 |  |  |  | 2
| TICU Toilet | 1 | 2 |  |  |  | 2
| Toilet @ Dirty Utility | 1 | 2 |  |  |  | 2
| Surgeouns Loung | 1 | 1 |  |  |  | 1
| Anesthesia Lounge | 1 | 1 |  |  |  | 1
| Dr Room | 1 | 1 |  |  |  | 1
| Duty Nurse Toilet | 1 | 1 |  |  |  | 1
| HOD Room | 1 | 1 |  |  |  | 1
| Change Rooms Passage | 1 | 1 |  |  |  | 1
| Wash Area | 1 | 1 |  |  |  | 1
29
Chromium plated finish brass body quarter turn Bibcock cum Health Faucet
| ICU 2 Toilets | 1 | 1 |  |  |  | 1
| Post ICU Toilet | 1 | 1 |  |  |  | 1
| TICU Toilet | 1 | 1 |  |  |  | 1
| Toilet @ Dirty Utility | 1 | 1 |  |  |  | 1
| Surgeouns Loung | 1 | 1 |  |  |  | 1
| Anesthesia Lounge | 1 | 1 |  |  |  | 1
| Dr Room | 1 | 1 |  |  |  | 1
| Duty Nurse Toilet | 1 | 1 |  |  |  | 1
| HOD Room | 1 | 1 |  |  |  | 1
| ICU 2 Toilets | 1 | 2 |  |  |  | 2
| Post ICU Toilet | 1 | 2 |  |  |  | 2
| TICU Toilet | 1 | 2 |  |  |  | 2
| Toilet @ Dirty Utility | 1 | 2 |  |  |  | 2
| Surgeouns Loung | 1 | 1 |  |  |  | 1
| Anesthesia Lounge | 1 | 1 |  |  |  | 1
| Dr Room | 1 | 1 |  |  |  | 1
| Duty Nurse Toilet | 1 | 1 |  |  |  | 1
| HOD Room | 1 | 1 |  |  |  | 1
| Change Rooms Passage | 1 | 1 |  |  |  | 1
| Wash Area | 1 | 1 |  |  |  | 1
24
Ashirvad/ Ajay/ Astral Flowguard or equivalent CPVC Pipes and Fittings - 15.90mm OD pipe
Ashirvad/Ajay/Astral Flowguard or equivalent CPVC Pipes and Fittings - 22.20mm OD pipe
Ashirvad/ Ajay/ Astral Flowguard or equivalent CPVC Pipes and Fittings -28.60mm OD pipe
Bronze Gate/ Globe valve - 25mm Nominal bore
SWR PVC pipes (Prince/ Sudhakar/ Kisan/ Supreme or any ISI brand) 4 Kg/Sq.cm. - 75mmdia
SWR PVC pipes (Prince/ Sudhakar/ Kisan/ Supreme or any ISI brand) 4 Kg/Sq.cm. -110mmdia
Supplying and fixing15 mm nominal size 152.0 mm CP finish iron body shower rose 1st quality including cost and conveyance of all materials, labour charges , overheads & contractors profit for finished item of work in all floors.
| ICU 2 Toilets | 1 | 1 |  |  |  | 1
| Post ICU Toilet | 1 | 2 |  |  |  | 2
| TICU Toilet | 1 | 1 |  |  |  | 1
| Toilet @ Dirty Utility | 1 | 2 |  |  |  | 2
6
Supply and Fixing of white glazed flat back bowl urinals
Granite Flooring
Billed Quantity
| UPS Room | 1 | 1 | 3.168 | 4.992 |  | 15.8147
| Electrical Room | 1 | 1 | 6.75 | 5 |  | 33.75
| Waiting Area | 1 | 1 | 10.315 | 5.74 |  | 59.2081
| Counselling Room | 1 | 1 | 5.7 | 2.02 |  | 11.514
| HOD Room | 1 | 1 | 5.72 | 3.3 |  | 18.876
| CSSD Room | 1 | 1 | 6.19 | 5.75 |  | 35.5925
| Clean utility room deduction (-) | -1 | -1 | 1.9 | 3.01 |  | 5.719
| Clean Utility Room | 1 | 1 | 1.8 | 2.91 |  | 5.238
| Dirty Utility Room | 1 | 1 | 1.8 | 5.75 |  | 10.35
| Corridor infront of CSSD to Dirty Utility | 1 | 1 | 11.7 | 2.9 |  | 33.93
| Corridor infront of HOD Room | 1 | 1 | 8.94 | 2.9 |  | 25.926
| Corridor Infront of UPS Room to MOTs Integration Room | 1 | 1 | 19.36 | 2.9 |  | 56.144
| Main Entry Corridor | 1 | 1 | 6.1 | 2.9 |  | 17.69
| Entry @ passage Toilets | 1 | 1 | 6.7 | 1.68 |  | 11.256
341.0083
Sub Total
Probable Variation in QTY
Total
Skirting to Granite Flooring
Billed Quantity
| UPS Room (Long Wall) | 1 | 1 | 3.168 |  |  | 3.168
| Short Wall | 1 | 1 | 4.992 |  |  | 4.992
| Door Deduction (-) | -1 | 1 | 1.2 |  |  | -1.2
| Electrical Room (Long Wall) | 1 | 1 | 6.75 |  |  | 6.75
| Short Wall | 1 | 1 | 5 |  |  | 5
| Door Deduction (-) | -1 | 1 | 1.2 |  |  | -1.2
| Waiting Area (Long Wall) | 1 | 1 | 10.315 |  |  | 10.315
| Short Wall | 1 | 1 | 5.74 |  |  | 5.74
| Door Deduction (-) | -1 | 1 | 1.2 |  |  | -1.2
| MOTs IntegrationRoom (Long Wall) | 1 | 1 | 10.62 |  |  | 10.62
| Short Wall | 1 | 1 | 5.75 |  |  | 5.75
| Door Deduction (-) | -1 | 2 | 1.5 |  |  | -3
| Counselling Room (Long Wall) | 1 | 1 | 5.7 |  |  | 5.7
| Short Wall | 1 | 1 | 2.02 |  |  | 2.02
| Door Deduction (-) | -1 | 1 | 1 |  |  | -1
| HOD Room (Long Wall) | 1 | 1 | 5.72 |  |  | 5.72
| Short Wall | 1 | 1 | 3.3 |  |  | 3.3
| Short Wall | -1 | 1 | 1 |  |  | -1
| CSSD Room (Long Wall) | 1 | 1 | 6.19 |  |  | 6.19
| Short Wall | 1 | 1 | 5.75 |  |  | 5.75
| Door Deduction (-) | -1 | 1 | 1.5 |  |  | -1.5
| Clean Utility Room (Long Wall) | 1 | 1 | 1.8 |  |  | 1.8
| Short Wall | 1 | 1 | 2.91 |  |  | 2.91
| Door Deduction (-) | -1 | 1 | 0.8 |  |  | -0.8
| Dirty Utility Room (Long Wall) | 1 | 1 | 1.8 |  |  | 1.8
| Short Wall | 1 | 1 | 5.75 |  |  | 5.75
| Door Deduction (-) | -1 | 1 | 0.8 |  |  | -0.8
| Corridor infront of CSSD to Dirty Utility (Long Wall) | 1 | 1 | 11.7 |  |  | 11.7
| Short Wall | 1 | 1 | 2.9 |  |  | 2.9
| Door Deduction (-) | -1 | 1 | 2 |  |  | -2
| Door Deduction (-) | -1 | 1 | 1.5 |  |  | -1.5
| Door Deduction (-) | -1 | 1 | 1.2 |  |  | -1.2
| Door Deduction (-) | -1 | 1 | 1 |  |  | -1
| Door Deduction (-) | -1 | 1 | 0.8 |  |  | -0.8
| Corridor infront of HOD Room (Long Wall) | 1 | 1 | 8.94 |  |  | 8.94
| Short Wall | 1 | 1 | 2.9 |  |  | 2.9
| Door Deduction (-) | -1 | 1 | 1.2 |  |  | -1.2
| Door Deduction (-) | -1 | 2 | 1 |  |  | -2
| Corridor Deduction (-) | -1 | 1 | 2.9 |  |  | -2.9
| Door Deduction (-) | -1 | 1 | 2 |  |  | -2
| Corridor Infront of UPS Room to MOTs Integration Room (Long Wall) | 1 | 1 | 19.36 |  |  | 19.36
| Short Wall | 1 | 1 | 2.9 |  |  | 2.9
| Door Deduction (-) | -1 | 2 | 1.5 |  |  | -3
| Door Deduction (-) | -1 | 1 | 1 |  |  | -1
| Door Deduction (-) | -1 | 1 | 1.2 |  |  | -1.2
| Door Deduction (-) | -1 | 1 | 0.75 |  |  | -0.75
| Door Deduction (-) | -1 | 1 | 2 |  |  | -2
| Corridor Deduction (-) | -1 | 2 | 2.9 |  |  | -5.8
| Main Entry Corridor (Long Wall) | 1 | 1 | 6.1 |  |  | 6.1
| Short Wall | 1 | 1 | 2.9 |  |  | 2.9
| Door Deduction (-) | -1 | 1 | 1.2 |  |  | -1.2
| Door Deduction (-) | -1 | 1 | 2 |  |  | -2
| Corridor Deduction (-) | -1 | 1 | 2.9 |  |  | -2.9
| Entry @ passage Toilets | 1 | 2 | 6.7 |  |  | 13.4
|  | 1 | 2 | 1.68 |  |  | 3.36
| Door Deduction (-) | -1 | 2 | 1.2 |  |  | -2.4
119.185
Sub Total
Probable Variation in QTY
Total
Electro conductive flooring inside MOTs
Billed Quantity
| OT-1 | 1 | 1 | 6.54 | 5.29 |  | 34.5966
| OT-2 | 1 | 1 | 6.57 | 5.28 |  | 34.6896
| OT-3 | 1 | 1 | 6.43 | 5.46 |  | 35.1078
| OT-4 | 1 | 1 | 6.5 | 5.47 |  | 35.555
139.949
Sub Total
Probable Variation in QTY
Total
Electro conductive flooring inside MOTs
Billed Quantity
| OT-5 | 1 | 1 | 6.81 | 5.41 |  | 36.8421
| OT-6 | 1 | 1 | 6.79 | 5.41 |  | 36.7339
73.576
Sub Total
Probable Variation in QTY
Total
Electro conductive flooring inside TIRs
Billed Quantity
| TIR-1 | 1 | 1 | 5.59 | 4.95 |  | 27.6705
| TIR-2 | 1 | 1 | 5.49 | 4.84 |  | 26.5716
| TIR-3 | 1 | 1 | 5.71 | 3.15 |  | 17.9865
72.2286
Sub Total
Probable Variation in QTY
Total
Vinyl Flooring in MOTs Corridor
Billed Quantity
| Corridor OT-1 to OT-4 | 1 | 1 | 16.01 | 2.8 |  | 44.828
| Corridor OT-5 to OT-6 | 1 | 1 | 14.17 | 2.8 |  | 39.676
84.504
Sub Total
Probable Variation in QTY
Total
Vinyl Flooring in TIR Corridor
Billed Quantity
| Corridor TIR-3 to Duty Nurse Room | 1 | 1 | 21.9 | 3 |  | 65.7
| Corridor Anesthetist Lounge to Tir-2 | 1 | 1 | 18.2 | 3.4 |  | 61.88
127.58
Sub Total
Probable Variation in QTY
Total
Wall Tiles at Entrance
Billed Quantity
| Entrance Corridor | 1 | 2 | 6.1 |  | 2.6 | 31.72
| Door Deduction (-) | -1 | 1 | 1.2 |  | 2.1 | -2.52
| Corridor Infront of UPS Room to MOTs Integration Room (Long Wall) | 1 | 2 | 19.36 |  | 2.6 | 100.672
| Door Deduction (-) | -1 | 2 | 1.5 |  | 2.1 | -6.3
| Door Deduction (-) | -1 | 1 | 1 |  | 2.1 | -2.1
| Door Deduction (-) | -1 | 1 | 1.2 |  | 2.1 | -2.52
| Corridor Deduction (-) | -1 | 2 | 2.9 |  | 2.6 | -15.08
| Door Deduction (-) | -1 | 1 | 1 |  | 2.1 | -2.1
| Window Deduction | -1 | 3 | 0.9 |  | 1.7 | -4.59
| Corridor infront of HOD Room (Long Wall) | 1 | 1 | 8.94 |  | 2.6 | 23.244
| Door Deduction (-) | -1 | 2 | 1 |  | 2.1 | -4.2
| Door Deduction (-) | -1 | 1 | 1.2 |  | 2.1 | -2.52
113.706
Sub Total
Probable Variation in QTY
Total

## Sheet4
PCGI Wall Panels
Post ICU Corridor Long | 1 | 2 | 22.55 | 1.5 | 67.65
Deduction(-)SD | -1 | 1 | 2 | 1.5 | -3
Deduction(-) Corridor | -1 | 1 | 2.73 | 1.5 | -4.095
Deduction(-) Fire Exit Door | -1 | 1 | 1.16 | 1.5 | -1.74
Deduction(-) Toilet Door | -1 | 1 | 1 | 1.5 | -1.5
Deduction(-) Post ICU Door | -1 | 1 | 1.5 | 1.5 | -2.25
Short | 1 | 1 | 2.81 | 1.5 | 4.215
Deduction(-)Access Control Door | -1 | 1 | 2 | 1.5 | -3
Short | 1 | 1 | 1.94 | 1.5 | 2.91
Fire Exit Corridor Long | 1 | 1 | 6 | 1.5 | 9
Fire Exit Corridor Long | 1 | 1 | 6.81 | 1.5 | 10.215
Short | 1 | 1 | 2.84 | 1.5 | 4.26
Deduction(-) Fire Exit Door | -1 | 1 | 1.8 | 1.5 | -2.7
Corridor Ar Clean Store to Clean Utility | 1 | 2 | 31.26 | 1.5 | 93.78
Door Deduction(-) Sterile Store, Point Of Care Lab | -1 | 2 | 1.5 | 1.5 | -4.5
Door Deduction(-) Corridoor | -1 | 3 | 2 | 1.5 | -9
Door Deduction(-) Lab Store | -1 | 1 | 1 | 1.5 | -1.5
Window Deduction(-) Clean Utility | -1 | 1 | 1.6 | 1.5 | -2.4
Short | 1 | 2 | 2.65 | 1.5 | 7.95
Door Deduction(-) Corridor | -1 | 1 | 2 | 1.5 | -3
Door Deduction(-) Clean Store | -1 | 1 | 1 | 1.5 | -1.5
159.795
Description | QTY | Unit Rate | Amount
PCGI Wall Paneling | 297.52 | 7450 | 2216524
PCGI Ceiling Paneling | 163.08 | 7450 | 1214946
| Total (A) |  | 3431470
False Ceiling | 163.08 | 1800 | 293544
Wall Putty | 183.9 | 270 | 49653
Painting | 183.9 | 360 | 66204
Dadoing | 160 | 1440 | 230400
| Total (B) |  | 639801
Saving in cost for deleting PCGI Wall & Ceiling Panels I Revised Estimate |  | A-B | 2791669

## Sheet2
Description | QTY | Unit Rate | Amount
PCGI Wall Paneling | 297.52 | 7450 | 2216524
PCGI Ceiling Paneling | 163.08 | 7450 | 1214946
| Total (A) |  | 3431470
Acoustic Wall Paneling | 100 | 6000 | 600000
Acoustic Ceiling Paneling | 61 | 6000 | 366000
Wooden Flooring | 64 | 3000 | 192000
| Total (B) |  | 1158000
| C = (A+B) |  | 4589470
False Ceiling | 200 | 1800 | 360000
Wall Putty | 183.9 | 270 | 49653
Painting | 354 | 360 | 127440
Dadoing | 51 | 1440 | 73440
Vinyl Flooring | 62 | 3000 | 186000
| Total (D) |  | 796533
Final Cost for PCGI paneling after deducting respective parameters for RE-2 |  | C-D | 3792937