## Sheet1
DETAILED MEASUREMENTS
| Name of the work: Design,Fabrication,Installation and Commissioning on Turnkeybasis the work of "Establishment of State Organ Transplant Centre" in the 8th Floor,SW-Block of Gandhi Hospital,Secunderanad. | [7 empty] | Agency: M/s. MPS ASTA Consortium | [5 empty] | Agt.No:256/A/TSMIDC/SOTC/Spl.Proj/2022-23,Dt.08.02.2023
Date Of Measurement | Discription Of Work etc., | Measurements Up to date | [7 empty] | Per | Total Volume |  | Deduct/previous Measurements |  | Since last measurement |  |  | Remarks
|  | No |  | L | B | D | Content | Rs | Ps. |  | Rs. | Ps | P.No. | Qty. | Qty | Value
[16 empty] | Rs. | Ps.
Dismantling, clearing away and carefully stacking useful materials for re-use and disposal of unserviceable materials with 100m lead as directed by Executive Engineer duly taking actual premeasurements before dismantling including all labour charges , overheads & contractor profit etc., complete (Brick Masonary)
| Electrical Room Toilet Corridor Wall | 1 | 1 | 5.52 | 0.15 | 2.1 | 1.7388
| do | 1 | 1 | 0.2 | 0.15 | 2.1 | 0.063
| Access Control Door wall | 4 | 2 | 0.57 | 0.23 | 2.1 | 2.2025
| Window Opening Clean Utility | 1 | 1 | 1.6 | 0.23 | 1.7 | 0.6256
| HOD Room Door Opening | 1 | 1 | 1 | 0.23 | 2.25 | 0.5175
| ICU2 Toilet Entry Door Opening | 1 | 1 | 1.2 | 0.23 | 2.1 | 0.5796
| MOTS Room Ducting Supply And Returen | 1 | 2 | 0.6 | 0.23 | 0.4 | 0.1104
| POST ICU Ducting Supply And Return | 1 | 2 | 0.6 | 0.15 | 0.4 | 0.072
| Toilet Wall | 1 | 2 | 0.6 | 0.15 | 0.4 | 0.072
| Corridor Wall | 1 | 2 | 0.6 | 0.23 | 0.4 | 0.1104
| TICU2 Room Supply And Return | 1 | 2 | 0.6 | 0.15 | 0.4 | 0.072
| Toilet Wall | 1 | 2 | 0.6 | 0.23 | 0.4 | 0.1104
| TICU | 1 | 2 | 0.6 | 0.15 | 0.4 | 0.072
| Corridor Wall | 1 | 2 | 0.6 | 0.23 | 0.4 | 0.1104
| OT-1 Supply and Return Ducting | 1 | 1 | 2.6 | 0.23 | 0.4 | 0.2392
| OT-2 Supply and Return Ducting | 1 | 2 | 1.2 | 0.23 | 0.3 | 0.1656
| OT-3 Supply and Return Ducting | 1 | 1 | 2.5 | 0.23 | 0.3 | 0.1725
| OT-4 Supply and Return Ducting | 1 | 2 | 1.2 | 0.23 | 0.3 | 0.1656
| TIR-1 Supply And Return Ducting | 1 | 2 | 0.8 | 0.23 | 0.3 | 0.1104
| TIR-2 Supply And Return Ducting | 1 | 1 | 1.4 | 0.23 | 0.3 | 0.0966
| TIR-3 Supply And Return Ducting | 1 | 1 | 1 | 0.23 | 0.3 | 0.069
[7 empty] | 7.4755 | Cum
Masonry work in CM (1:6) prop (cement: Screened sand) in super structure with Aerated (Cellular) Autoclaved Concrete Blocks conforming to IS:2185 (Part-3) - 1984 and IS:6441-1972 of Compressive strength 3 N/mm2 600x 230 x 200 mm from approved source having minimum crushing strength of 3 N/Sq.m including cost and conveyance of all materials like cement, sand, bricks, water etc., to site, including sales & other taxes on all materials, all operational, incidental and labour charges such as mixing cement mortar, constructing masonry, scaffolding charges, lift charges, curing, etc., complete but excluding seigniorage charges for finished item of work. (APSS No. 501 & 504).
| Corridor @ UPS | 1 | 1 | 2.94 | 0.23 | 3.45 | 2.3329
| Electrical Room Toilet Corridor Closing | 1 | 1 | 1.98 | 0.23 | 3.05 | 1.389
| Post ICU Access Control Door | 1 | 1 | 3 | 0.23 | 3.45 | 2.3805
| Door Deduction(-) | -1 | 1 | 2 | 0.23 | 2.1 | -0.966
| MOT Integration Podium | 1 | 1 | 3.54 | 1.67 | 0.3 | 1.7735
| Steps | 1 | 2 | 1.67 | 0.25 | 0.15 | 0.12525
| Fire Exit Door | 1 | 1 | 3 | 0.23 | 3 | 2.07
| Door Deduction(-) | -1 | 1 | 1.8 | 0.23 | 2.1 | -0.8694
| Access Control Door | 1 | 5 | 3 | 0.23 | 3.45 | 11.9025
| Door Deduction(-) | -1 | 5 | 2 | 0.23 | 2.1 | -4.83
| General Store Corridor Closing | 1 | 1 | 1.8 | 0.23 | 2.1 | 0.8694
| do | 1 | 1 | 3 | 0.23 | 1.35 | 0.9315
| Reception Back Wall | 1 | 1 | 4.88 | 0.23 | 3.45 | 3.8723
| Electrical Room Main Door Wall | 1 | 1 | 1.74 | 0.23 | 3 | 1.2006
| Door Deduction(-) | -1 | 1 | 1.2 | 0.23 | 2.1 | -0.5796
| Window Closings OT-1 | 1 | 5 | 1 | 0.23 | 1.7 | 1.955
| do | 1 | 1 | 0.9 | 0.23 | 1.7 | 0.3519
| do | 1 | 1 | 1.8 | 0.23 | 1.7 | 0.7038
| Sterile Store Room Short Wall | 1 | 1 | 2.1 | 0.23 | 3 | 1.449
| Winddow Deductions (-) | -1 | 2 | 0.9 | 0.23 | 1.7 | -0.7038
| Access Control Door Wall At LIFt | 1 | 1 | 5.8 | 0.23 | 3 | 4.002
| Door Deduction(-) | -1 | 1 | 2 | 0.23 | 2.1 | -0.966
| MOTS Room Ducting Supply And Returen | 1 | 2 | 0.6 | 0.23 | 0.4 | 0.1104
| POST ICU Ducting Supply And Return | 1 | 2 | 0.6 | 0.15 | 0.4 | 0.072
| Toilet Wall | 1 | 2 | 0.6 | 0.15 | 0.4 | 0.072
| Corridor Wall | 1 | 2 | 0.6 | 0.23 | 0.4 | 0.1104
[7 empty] | 28.3943 | Cum
Reinforced Brick Masonry work 100 mm thick in CM (1:4) prop (cement: Screened sand) in super structure with Aerated (Cellular) Autoclaved Concrete Blocks conforming to IS:2185 (Part-3) - 1984 and IS:6441-1972 of Compressive strength 3 N/mm2 600x 200 x 100 mm from approved source having minimum crushing strength of 3 N/Sq.m including cost and conveyance of all materials like cement, sand, bricks, water etc., to site, including sales & other taxes on all materials, all operational, incidental and labour charges such as mixing cement mortar, constructing masonry, scaffolding charges, lift charges, curing, etc., complete but excluding seigniorage charges for finished item of work. (APSS No. 501 & 504).
| Reception | 1 | 1 | 2 |  | 3.45 | 6.9
| HOD Room Main Door Closing | 1 | 1 | 1 |  | 2.1 | 2.1
| Fire Exit Door Wall | 1 | 1 | 0.9 |  | 3.45 | 3.105
| do | 1 | 1 | 1.64 |  | 3.45 | 5.658
| Door Deduction(-) | -1 | 1 | 1.2 |  | 2.1 | -2.52
| Electricla Room Wall | 1 | 1 | 2.1 |  | 3.45 | 7.245
| do | 1 | 1 | 4.27 |  | 3.45 | 14.7315
| Door Deduction(-) | -1 | 1 | 1 |  | 2.1 | -2.1
| TIC Door Closing | 1 | 1 | 1.2 |  | 2.1 | 2.52
[7 empty] | 37.6395 | Sqm
Providing Thermo Mechanically Treated (TMT) (Fe -500/500D/550D from Primary producer TATA, SAIL, VSP, JSW &Shyam Steel, Goel Steel, Jindal Panther, X-Vega & Balaji Shakthi as per IS 1786-2008) of different diameters for RCC works , including labour charges for straightening, cutting, bending to required sizes and shapes, placing in position with cover blocks of approved materials and size and tying and lap-splicing with binding wire of 18 SWG, forming grills for reinforcement work as per approved designs and drawings, including cost and conveyance of steel bars, including all wastages such as overlaps, couplings, chairs, spacer bars including cost and conveyance of binding wire, cover blocks and all incidental, operational, labour charges such as cutting, bending, placing in position, tying including sales and other taxes on all materials etc. ,and overheads & contractors profit complete for finished item of work.( APSS No.126)
[8 empty] | 12mm |  | 8mm
| Post ICU Access Control Door Main Top Bar 12mm | 1 | 2 | 2.6 |  |  |  | 5.2 | 10mm
| Bottom 12mm | 1 | 2 | 2.6 |  |  |  | 5.2
| Stirrups 8mm | 1 | 23 | 0.8 | [5 empty] | 18.4
| Fire Exit Door Top Bar 12mm | 1 | 2 | 2.4 |  |  |  | 4.8
| Bottom 12mm | 1 | 2 | 2.4 |  |  |  | 4.8
| Stirrups 8mm | 1 | 21 | 0.8 | [5 empty] | 16.8
| Access Control Doors Top Bar 12mm | 5 | 2 | 2.6 |  |  |  | 26
| Bottom 12mm | 5 | 2 | 2.6 |  |  |  | 26
| Stirrups 8mm | 5 | 24 | 0.8 | [5 empty] | 96
| Electrical Room Main Door Wall Top Bar 12mm | 1 | 2 | 1.5 |  |  |  | 3
| Bottom 12mm | 1 | 2 | 1.8 |  |  |  | 3.6
| Stirrups 8mm | 1 | 13 | 0.6 | [5 empty] | 7.8
| Sterile Room Windows Top Bar 12mm | 2 | 2 | 1.5 |  |  |  | 6
| Bottom 12mm | 2 | 2 | 1.5 |  |  |  | 6
| Stirrups 8mm | 2 | 12 | 0.8 | [5 empty] | 19.2
| Access Control Door Wall At LIFt Top Bar 12mm | 1 | 2 | 2.6 |  |  |  | 5.2
| Bottom 12mm | 1 | 2 | 2.6 |  |  |  | 5.2
| Stirrups 8mm | 1 | 25 | 0.6 | [5 empty] | 15
| Fire Exit Door Top Bar 12mm | 1 | 2 | 1.8 |  |  |  | 3.6
| Bottom 12mm | 1 | 2 | 1.8 |  |  |  | 3.6
| Stirrups 8mm | 1 | 15 | 0.6 | [5 empty] | 9
| Electrical Room Door Top Bar 12mm | 1 | 2 | 1.6 |  |  |  | 3.2
| Bottom 12mm | 1 | 2 | 1.6 |  |  |  | 3.2
| Stirrups 8mm | 1 | 13 | 0.6 | [5 empty] | 7.8
| Clean Utility Window Top Bar 12mm | 1 | 2 | 2.2 |  |  |  | 4.4
| Bottom 12mm | 1 | 2 | 2.2 |  |  |  | 4.4
| Stirrups 8mm | 1 | 19 | 0.6 | [5 empty] | 11.4
| HOD Room Door Top Bar 12mm | 1 | 2 | 1.6 |  |  |  | 3.2
| Bottom 12mm | 1 | 2 | 1.6 |  |  |  | 3.2
| Stirrups 8mm | 1 | 13 | 0.6 | [5 empty] | 7.8
| ICU2 Toilet Door Top Bar 12mm | 1 | 2 | 1.6 |  |  |  | 3.2
| Bottom 12mm | 1 | 2 | 1.6 |  |  |  | 3.2
| Stirrups 8mm | 1 | 13 | 0.6 | [5 empty] | 7.8
[8 empty] | 136.2 |  | 217
[8 empty] | 0.89 |  | 0.36
[8 empty] | 0.12122 |  | 0.07812 | 0.19934 | Mt
Supply and placing of the reinforced cement concrete M25 grade Nominal Mix as per Technical Specifications-For Lintels
| Post ICU Access Control Door | 1 | 1 | 2.3 | 0.23 | 0.15 | 0.07935
| Fire Exit Door | 1 | 1 | 2.1 | 0.23 | 0.15 | 0.07245
| Access Control Doors | 1 | 5 | 2.3 | 0.23 | 0.15 | 0.39675
| Electrical Room Main Door Wall | 1 | 1 | 1.5 | 0.23 | 0.15 | 0.05175
| Sterile Room Windows | 1 | 2 | 1.2 | 0.23 | 0.15 | 0.0828
| Access Control Door Wall At LIFt | 1 | 1 | 2.3 | 0.23 | 0.15 | 0.07935
| Fire Exit Door | 1 | 1 | 1.5 | 0.15 | 0.15 | 0.03375
| Electrical Room Door | 1 | 1 | 1.3 | 0.15 | 0.15 | 0.02925
| Clean Utility Window | 1 | 1 | 1.9 | 0.15 | 0.15 | 0.04275
| HOD Room Door | 1 | 1 | 1.3 | 0.15 | 0.15 | 0.02925
| ICU2 Toilet Door | 1 | 1 | 1.3 | 0.15 | 0.15 | 0.02925
[7 empty] | 0.9267 | Cum
Plastering 12mm thick in two coats using screened sand with base coat of 8mm thick in CM (1:6) and top coat of 4mm thick in CM (1:4) with dubara sponge finishing including cost and conveyance of all materials like cement, sand, water etc., to site, including sales & other taxes on all materials, and all operational, incidental charges on materials and including cost of all labour charges for mixing mortar, finishing, scaffolding, lift charges, curing, including cutting grooves as directed by Engineer-in-charge etc., and overheads & contractors profit complete for finished item of work. (SS 901,903 & 904).
| Corridor @ UPS | 1 | 2 | 2.94 |  | 3.45 | 20.286
| Electrical Room Toilet Corridor Closing | 1 | 2 | 1.98 |  | 3.05 | 12.078
| Post ICU Access Control Door | 1 | 2 | 3 |  | 3.45 | 20.7
| Door Jam | 1 | 1 | 6.2 | 0.23 |  | 1.426
| Door Deduction(-) | -1 | 2 | 2 |  | 2.1 | -8.4
| MOT Integration Podium Top | 1 | 1 | 3.54 | 1.67 |  | 5.9118
| Side | 1 | 1 | 3.54 |  | 0.3 | 1.062
| Steps Thread | 1 | 2 | 1.67 | 0.25 |  | 0.835
| Riser | 1 | 2 | 1.67 |  | 0.15 | 0.501
| Fire Exit Door | 1 | 2 | 3 |  | 3 | 18
| Door Jam | 1 | 1 | 6 | 0.23 |  | 1.38
| Door Deduction(-) | -1 | 2 | 1.8 |  | 2.1 | -7.56
| Access Control Door | 5 | 2 | 3 |  | 3.45 | 103.5
| Door Jam | 5 | 2 | 6.2 | 0.23 |  | 14.26
| Door Deduction(-) | -5 | 2 | 2 |  | 2.1 | -42
| General Store Corridor Closing | 1 | 2 | 1.8 |  | 2.1 | 7.56
| do | 1 | 2 | 3 |  | 1.35 | 8.1
| Reception Back Wall | 1 | 2 | 4.88 |  | 3.45 | 33.672
| Electrical Room Main Door Wall | 1 | 2 | 1.74 |  | 3 | 10.44
| Door Jam | 1 | 1 | 5.4 | 0.23 |  | 1.242
| Door Deduction(-) | -1 | 1 | 1.2 |  | 2.1 | -2.52
| Window Closings OT-1 | 5 | 2 | 1 |  | 1.7 | 17
| do | 1 | 2 | 0.9 |  | 1.7 | 3.06
| do | 1 | 2 | 1.8 |  | 1.7 | 6.12
| Sterile Store Room Short Wall | 1 | 2 | 2.1 |  | 3 | 12.6
| Door Jam | 1 | 2 | 5.2 | 0.23 |  | 2.392
| Winddow Deductions (-) | -1 | 2 | 0.9 |  | 1.7 | -3.06
| Access Control Door Wall At LIFt | 1 | 2 | 5.8 |  | 3 | 34.8
| Door Jam | 1 | 1 | 6.2 | 0.23 |  | 1.426
| Door Deduction(-) | -1 | 1 | 2 |  | 2.1 | -4.2
| Reception | 1 | 2 | 2 |  | 3.45 | 13.8
| HOD Room Main Door Closing | 1 | 2 | 1 |  | 2.1 | 4.2
| Fire Exit Door Wall | 1 | 2 | 0.9 |  | 3.45 | 6.21
| do | 1 | 2 | 1.64 |  | 3.45 | 11.316
| Door Jam | 1 | 1 | 5.4 | 0.15 |  | 0.81
| Door Deduction(-) | -1 | 2 | 1.2 |  | 2.1 | -5.04
| Electricla Room Wall | 1 | 2 | 2.1 |  | 3.45 | 14.49
| do | 1 | 2 | 4.27 |  | 3.45 | 29.463
| Door Jam | 1 | 1 | 5.2 | 0.15 |  | 0.78
| Door Deduction(-) | -1 | 1 | 1 |  | 2.1 | -2.1
| TIC Door Closing | 1 | 2 | 1.2 |  | 2.1 | 5.04
| MOTS Room Ducting Supply And Returen | 2 | 2 | 0.6 | 0.23 | 0.4 | 0.2208
| POST ICU Ducting Supply And Return | 2 | 2 | 0.6 | 0.15 | 0.4 | 0.144
| Toilet Wall | 2 | 2 | 0.6 | 0.15 | 0.4 | 0.144
| Corridor Wall | 2 | 2 | 0.6 | 0.23 | 0.4 | 0.2208
[7 empty] | 349.5808 | Sqm
Wooden Doors Single Leaf
| HOD Room | 1 | 1 | 0.99 |  | 2.15 | 2.1285 | [10 empty] | 990 x 2150
| Reception | 1 | 1 | 1 |  | 2.1 | 2.1
| Change Rooms | 1 | 4 | 0.75 |  | 2.1 | 6.3
| Counseling room | 1 | 1 | 1 |  | 2.16 | 2.16 | [10 empty] | 1000 x 2160
| Dirty Utility Room | 1 | 1 | 0.75 |  | 2.1 | 1.575
| General Store Room | 1 | 1 | 1 |  | 2.1 | 2.1
[7 empty] | 16.3635 | Sqm
Wooden Doors Double Leaf
| MOT'S Integration Room | 1 | 1 | 1.5 |  | 2.14 | 3.21 | [10 empty] | 1500 x 2140
| MOT'S Integration Room | 1 | 1 | 1.5 |  | 2.14 | 3.21 | [10 empty] | 1500 x 2140
| Waiting Area | 1 | 1 | 1.2 |  | 2.6 | 3.12
| ICU2 Toilet Passage Entrance door | 1 | 1 | 1.2 |  | 2.16 | 2.592 | [10 empty] | 1200 x 2160
| Dirty Utility Toilets Entrance Door | 1 | 1 | 1.2 |  | 2.1 | 2.52
[7 empty] | 14.652 | Sqm
Scientific Doors Double Leaf
| Post ICU | 1 | 1 | 1.5 |  | 2.1 | 3.15
| Toilet @ Post ICU | 1 | 1 | 1.2 |  | 2.1 | 2.52
| Anesthesia Lounge | 1 | 1 | 1.5 |  | 2.1 | 3.15
| Surgeouns Lounge | 1 | 1 | 1.5 |  | 2.1 | 3.15
| Sterile Store Room | 1 | 1 | 1.5 |  | 2.1 | 3.15
| Point Of Care Lab | 1 | 1 | 1.5 |  | 2.1 | 3.15
| CSSD | 1 | 1 | 1.5 |  | 2.1 | 3.15
| Passage At TIC Toilet | 1 | 1 | 1.2 |  | 2.1 | 2.52
| TICU | 1 | 1 | 1.5 |  | 2.1 | 3.15
| Post ICU Toilet Door | 1 | 1 | 1.5 |  | 2.1 | 3.15
| Corridor Access Control Doors | 1 | 6 | 2 |  | 2.1 | 25.2
| ICU2 | 1 | 1 | 1.5 |  | 2.1 | 3.15
[7 empty] | 58.59 | Sqm
Scientific Doors Single Leaf
| Doctor's Room | 1 | 1 | 1 |  | 2.1 | 2.1
| Clean Store Room | 1 | 1 | 1 |  | 2.1 | 2.1
| Clean Utility | 1 | 1 | 0.75 |  | 2.1 | 1.575
| Dirty Utility Room | 1 | 1 | 0.75 |  | 2.1 | 1.575
| Change Room Entry Passage | 1 | 1 | 1 |  | 2.1 | 2.1
| Duty Nurse | 1 | 1 | 1 |  | 2.1 | 2.1
| Lab store | 1 | 1 | 1 |  | 2.1 | 2.1
| Wash Area | 1 | 1 | 0.8 |  | 2.1 | 1.68
[7 empty] | 15.33 | Sqm
Fire Exit Door
| Double Leaf corridor | 1 | 1 | 1.8 |  | 2.1 | 3.78
| Single Leaf to the stair case | 1 | 1 | 1.2 |  | 2.1 | 2.52
| UPS Room | 1 | 1 | 1.2 |  | 2.1 | 2.52
| Electrical Room | 1 | 1 | 1 |  | 2.1 | 2.1
| Electrical/ UPS Room | 1 | 1 | 1 |  | 2.1 | 2.1
[7 empty] | 13.02 | Sqm
Automatic Sliding Doors
| Change Room Entry Passage | 1 | 1 | 1.5 |  | 2.1 | 3.15
| TIR Corridor Entry | 1 | 1 | 2 |  | 2.1 | 4.2
[7 empty] | 7.35 | Sqm
Hermatically Sealed Sliding Door
| TIR-1 | 1 | 1 | 1.8 |  | 2.1 | 3.78
| TIR-2 | 1 | 1 | 1.8 |  | 2.1 | 3.78
| TIR-3 | 1 | 1 | 1.8 |  | 2.1 | 3.78
| OT -4 | 1 | 1 | 1.8 |  | 2.1 | 3.78
| OT -4 to OT-3 | 1 | 1 | 1.5 |  | 2.1 | 3.15
| OT -3 | 1 | 1 | 1.8 |  | 2.1 | 3.78
| OT -1 | 1 | 1 | 1.8 |  | 2.1 | 3.78
| OT -1 to OT-2 | 1 | 1 | 1.5 |  | 2.1 | 3.15
| OT -2 | 1 | 1 | 1.8 |  | 2.1 | 3.78
| OT -5 | 1 | 1 | 1.8 |  | 2.1 | 3.78
| OT - 6 | 1 | 1 | 1.8 |  | 2.13 | 3.834
[7 empty] | 29.034 | Sqm
Glass Sliding Doors
| TIR -3,2 | 1 | 2 | 1.5 |  | 2.1 | 6.3
[7 empty] | 6.3 | Sqm
Glass Partitions
| TIR-3 | 1 | 1 | 4.69 |  | 2.65 | 12.4285
| Door deduction(-) | -1 | 1 | 1.5 |  | 2.1 | -3.15
| TIR-2 | 1 | 1 | 5.35 |  | 2.65 | 14.1775
| Door deduction(-) | -1 | 1 | 1.5 |  | 2.1 | -3.15
[7 empty] | 20.306 | Sqm
WPC Doors Single Leaf
| Toilet @ ICU 2 | 1 | 4 | 0.75 |  | 2.17 | 6.51
| Toilet @ Post ICU | 1 | 4 | 0.75 |  | 2.15 | 6.45
| Toilet @ TICU | 1 | 3 | 0.75 |  | 2.16 | 4.86
| Toilet @ Dirty Utility | 1 | 4 | 0.75 |  | 2.12 | 6.36
| Surgeouns Lounge | 1 | 1 | 0.75 |  | 2.12 | 1.59
| Anesthesia Lounge | 1 | 1 | 0.75 |  | 2.02 | 1.515
| Duty Nurse Room | 1 | 1 | 0.75 |  | 2 | 1.5
| HOD Room | 1 | 1 | 0.75 |  | 2 | 1.5
| Dr Room | 1 | 1 | 0.75 |  | 2 | 1.5
[7 empty] | 31.785 | Sqm
Hydrolock Paint
| UPS Room | 1 | 1 | 3.8 |  | 3.2 | 12.16
| Electrical Room | 1 | 1 | 5.8 |  | 3.2 | 18.56
| Toliet Passage Wall | 1 | 1 | 5.8 |  | 3.2 | 18.56
| MOT'S Room | 1 | 1 | 10.65 |  | 3.2 | 34.08
| POST ICU | 1 | 1 | 14.24 |  | 3.2 | 45.568
| Corridor From Main Entry To OT-1 | 1 | 1 | 27.7 |  | 2.1 | 58.17
|  | 1 | 1 | 5.1 |  | 2.1 | 10.71
| OT-1 To 6 | 1 | 6 | 7 |  | 3.2 | 134.4
| Anesthesia Lounge And Surgeouns Lounge | 1 | 2 | 5.183 |  | 3.2 | 33.1712
| Clear Store And Sterail Room | 1 | 1 | 9 |  | 3.2 | 28.8
| Point Of Care | 1 | 1 | 12.5 |  | 3.2 | 40
| CSSD And Dirty Utility | 1 | 1 | 8.16 |  | 3.2 | 26.112
|  | 1 | 1 | 5.74 |  | 3.2 | 18.368
| TIR-3 | 1 | 1 | 5.16 |  | 3.2 | 16.512
| TICU | 1 | 1 | 14.156 |  | 3.2 | 45.2992
| Future ICU | 1 | 1 | 8.84 |  | 3.2 | 28.288
| Change Room HOD Room Duty Nurses Room | 1 | 1 | 15.8 |  | 3.2 | 50.56
| Corridor From TIR -2 OT | 1 | 2 | 9 |  | 2.1 | 37.8
| TIR-2 | 1 | 1 | 5.2 |  | 3.2 | 16.64
| TIR-1 | 1 | 1 | 5.9 |  | 3.2 | 18.88
| Dioctors Room | 1 | 1 | 6.05 |  | 3.2 | 19.36
[7 empty] | 711.9984 | Sqm
Water Wash And primer Paint
| Main entry | 1 | 2 | 6 |  | 3.05 | 36.6
| Door deduction | -1 | 1 | 1.18 |  | 2.6 | -3.068
| ups room | 1 | 1 | 16.4 |  | 3.05 | 50.02
| Door deduction | -1 | 1 | 1.5 |  | 2.1 | -3.15
| Electrical room | 1 | 1 | 13.3 |  | 3.05 | 40.565
| Toilet & Electrical room Partition wall | 1 | 2 | 5 |  | 2.1 | 21
| Toilet door wall | 1 | 1 | 5 |  | 3 | 15
| Toilet wall | 1 | 2 | 3 |  | 3 | 18
| Toilet wall | 1 | 1 | 5.8 |  | 2.3 | 13.34
| Door deduction | -1 | 4 | 0.8 |  | 2.1 | -6.72
| Toilet Inside wall | 1 | 4 | 4.4 |  | 1.4 | 24.64
| MOT's Room | 1 | 2 | 10.65 |  | 3 | 63.9
| Door deduction | -1 | 2 | 1.5 |  | 2.1 | -6.3
| Window Deduction | -1 | 3 | 0.9 |  | 1.7 | -4.59
| Post ICU primer | 1 | 2 | 14.24 |  | 3 | 85.44
| Post ICU primer | 1 | 1 | 5.8 |  | 3 | 17.4
| Door deduction | -1 | 1 | 1.5 |  | 2.1 | -3.15
| Window Deduction | -1 | 4 | 0.9 |  | 1.7 | -6.12
| Corridor from main entry to OT-1 | 1 | 2 | 27.7 |  | 2.1 | 116.34
| corridar from OT-1 to OT-6 | 1 | 2 | 30.8 |  | 3 | 184.8
| Door deduction | -1 | 6 | 1.8 |  | 2.1 | -22.68
| Door deduction | -1 | 2 | 1.5 |  | 2.1 | -6.3
| OT's Primer | 1 | 6 | 25.4 |  | 3 | 457.2
| Door deduction | -1 | 3 | 1.5 |  | 2.1 | -9.45
|  | -1 | 6 | 1.8 |  | 2.1 | -22.68
| Window Deduction | -1 | 10 | 0.9 |  | 1.4 | -12.6
| Anesthesia Lounge Primer | 1 | 1 | 21.76 |  | 3 | 65.28
| Door deduction | -1 | 1 | 1.5 |  | 2.1 | -3.15
| Toilet Door Deduction | -1 | 1 | 0.8 |  | 2.1 | -1.68
| Toilet Inside | 1 | 1 | 4.8 |  | 1.8 | 8.64
| Door deduction | -1 | 1 | 0.8 |  | 2.1 | -1.68
| Surgeouns Lounge Primer | 1 | 1 | 21.76 |  | 3 | 65.28
| Door deduction | -1 | 1 | 1.5 |  | 2.1 | -3.15
| Toilet Door Deduction | -1 | 1 | 0.8 |  | 2.1 | -1.68
| Toilet Inside | 1 | 1 | 4.8 |  | 1.8 | 8.64
| Door deduction | -1 | 1 | 0.8 |  | 2.1 | -1.68
| Clean Store And Starail Room | 1 | 1 | 9 |  | 3 | 27
| Clean Store | 1 | 1 | 12 |  | 3 | 36
| Door deduction | -1 | 1 | 1 |  | 2.1 | -2.1
| Window Deduction | -1 | 2 | 0.9 |  | 1.7 | -3.06
| Corridor From Clean Store to Toilet | 1 | 2 | 42.61 |  | 1.9 | 161.918
| Door deduction | -1 | 3 | 1.5 |  | 2.1 | -9.45
|  | -1 | 2 | 1 |  | 2.1 | -4.2
| Grill Deduction At Lift | -1 | 1 | 5.7 |  | 1.9 | -10.83
| Window Deduction | -1 | 3 | 1.8 |  | 1.7 | -9.18
| Corridor Opening | -1 | 1 | 3 |  | 2.1 | -6.3
| Point of Care Lab | 1 | 1 | 12.46 |  | 3 | 37.38
| Wash Area | 1 | 3 | 5.7 |  | 3 | 51.3
|  | 1 | 2 | 12.46 |  | 3 | 74.76
|  | 1 | 2 | 4.75 |  | 3 | 28.5
| Door deduction | -1 | 1 | 0.75 |  | 2.1 | -1.575
| Door deduction | -1 | 1 | 1.5 |  | 2.1 | -3.15
| Window Deduction | -1 | 3 | 0.9 |  | 1.7 | -4.59
|  | -1 | 1 | 1.8 |  | 1.7 | -3.06
| CSSD And Dirty Utility Primer | 1 | 4 | 5.74 |  | 3 | 68.88
|  | 1 | 2 | 8.16 |  | 3 | 48.96
| Clean Utility Inside | 1 | 1 | 8.4 |  | 3 | 25.2
| Door deduction | -1 | 3 | 0.75 |  | 2.1 | -4.725
| Window Deduction | -1 | 4 | 0.9 |  | 1.7 | -6.12
| Door deduction | -1 | 1 | 1.5 |  | 2.1 | -3.15
| Corridor From TIR-3 to HOD Room | 1 | 1 | 30 |  | 2.1 | 63
| Door deduction | -1 | 2 | 1.2 |  | 2.1 | -5.04
|  | -1 | 3 | 1.5 |  | 2.1 | -9.45
|  | -1 | 3 | 1 |  | 2.1 | -6.3
|  | -1 | 1 | 1.8 |  | 2.1 | -3.78
| TIR-3 Primer | 1 | 1 | 21.4 |  | 3 | 64.2
| Door deduction | -1 | 1 | 1.5 |  | 2.1 | -3.15
| Window Deduction | -1 | 1 | 0.9 |  | 1.4 | -1.26
| TIR-1 room Primer | 1 | 1 | 40.37 |  | 3 | 121.11
| Door deduction | -1 | 1 | 1.2 |  | 2.1 | -2.52
|  | -1 | 1 | 1.5 |  | 2.1 | -3.15
| Window Deduction | -1 | 3 | 0.9 |  | 1.7 | -4.59
| Passage Toilet | 1 | 2 | 10.9 |  | 3 | 65.4
|  | 1 | 2 | 1.8 |  | 3 | 10.8
| Door deduction | -1 | 3 | 1.2 |  | 2.1 | -7.56
| Future ICU | 1 | 1 | 29.08 |  | 3 | 87.24
| Door deduction | -1 | 1 | 1.5 |  | 2.1 | -3.15
| Window Deduction | -1 | 3 | 0.9 |  | 1.7 | -4.59
| Duty Nurse Room | 1 | 1 | 16.4 |  | 3 | 49.2
| Toilet Inside | 1 | 1 | 6 |  | 1.9 | 11.4
| Door deduction | -1 | 1 | 0.8 |  | 2.1 | -1.68
|  | -1 | 1 | 1 |  | 2.1 | -2.1
| Window Deduction | -1 | 1 | 0.9 |  | 1.7 | -1.53
| HOD Room | 1 | 1 | 16.4 |  | 3 | 49.2
| Toilet Inside | 1 | 1 | 6 |  | 1.9 | 11.4
| Door deduction | -1 | 1 | 0.8 |  | 2.1 | -1.68
|  | -1 | 1 | 1 |  | 2.1 | -2.1
| Window Deduction | -1 | 1 | 0.9 |  | 1.7 | -1.53
| Counseling Room | 1 | 1 | 16.4 |  | 3 | 49.2
| Door deduction | -1 | 1 | 1 |  | 2.1 | -2.1
| Window Deduction | -1 | 1 | 0.9 |  | 1.7 | -1.53
| Change Rooms | 1 | 1 | 14.6 |  | 3 | 43.8
| Door deduction | -1 | 1 | 1 |  | 2.1 | -2.1
| Window Deduction | -1 | 1 | 0.9 |  | 1.7 | -1.53
| Dor | -1 | 1 | 1.2 |  | 2.1 | -2.52
| Change Room Inside | 1 | 4 | 7.76 |  | 3 | 93.12
| Door deduction | -1 | 4 | 1 |  | 2.1 | -8.4
| Corridor | 1 | 2 | 4.16 |  | 3 | 24.96
| Door deduction | -1 | 4 | 1 |  | 2.1 | -8.4
| Corridor From TIR-2 To OT2 | 1 | 1 | 22 |  | 3 | 66
| Door deduction | -1 | 1 | 1.8 |  | 2.1 | -3.78
| Window Deduction | -1 | 1 | 0.9 |  | 1.4 | -1.26
| TIR-1 room Primer | 1 | 1 | 18.4 |  | 3 | 55.2
| Door deduction | -1 | 1 | 1.8 |  | 2.1 | -3.78
| Window Deduction | -1 | 1 | 0.9 |  | 1.4 | -1.26
| Doctors Room | 1 | 1 | 18.8 |  | 3 | 56.4
| Toilet inside | 1 | 1 | 6 |  | 1.2 | 7.2
| Door deduction | -1 | 1 | 1 |  | 2.1 | -2.1
|  | -1 | 1 | 0.8 |  | 2.1 | -1.68
| Window Deduction | -1 | 1 | 0.9 |  | 1.7 | -1.53
| Access Control Walls | 1 | 8 | 2.4 |  | 2.1 | 40.32
[7 empty] | 2522.685 | Sqm
Wall Putty
| Main Entry | 1 | 2 | 6.03 |  | 3 | 36.18
| Door Deduction | 1 | 1 | 1.16 |  | 2.1 | 2.436
| UPS Room Inside | 1 | 1 | 16.58 |  | 3 | 49.74
| Door Deduction | -1 | 1 | 1.5 |  | 2.1 | -3.15
| Door Jam | 1 | 1 | 5.7 | 0.23 |  | 1.311
| Electrical Room Inside | 1 | 1 | 21.37 |  | 3 | 64.11
| Door Deduction | -1 | 1 | 1.5 |  | 2.1 | -3.15
| Door Jam | 1 | 1 | 5.7 | 0.23 |  | 1.311
| Columns Sides | 1 | 1 | 1.2 |  | 3 | 3.6
| UPS Room And Electrical Room Door Walls | 1 | 1 | 9.155 |  | 3 | 27.465
| Door Deduction | -1 | 2 | 1.5 |  | 2.1 | -6.3
| Door Jam | 1 | 2 | 5.7 | 0.1 |  | 1.14
| Toilet Passage Wall | 1 | 1 | 5.06 |  | 2.1 | 10.626
| Toilet Inside | 1 | 2 | 18.09 |  | 1.5 | 54.27
|  | 1 | 4 | 5.83 |  | 1.5 | 34.98
|  | 1 | 1 | 6.68 |  | 1.5 | 10.02
| Doors Deductions | -3 | 2 | 0.8 |  | 1.5 | -7.2
|  | -1 | 1 | 1.4 |  | 1.5 | -2.1
| Toilet Main Door Deduction | -1 | 1 | 1.5 |  | 1.5 | -2.25
| Door Jams | 1 | 3 | 5 | 0.1 |  | 1.5
|  | 1 | 1 | 7.4 | 0.1 |  | 0.74
| Toilet Passage Inside | 1 | 1 | 17.98 |  | 1.5 | 26.97
| Bath Rooms | 1 | 4 | 5.6 |  | 1.5 | 33.6
| Door Deduction | -1 | 4 | 0.8 |  | 2.1 | -6.72
| Door Jams | 1 | 4 | 5 | 0.1 |  | 2
| Electrical Room | 1 | 1 | 16 |  | 3 | 48
| Door Deduction | -1 | 1 | 1.5 |  | 2.1 | -3.15
| Door Jam | 1 | 1 | 5.7 | 0.23 |  | 1.311
| Fire Exit Walls | 1 | 2 | 5.74 |  | 3 | 34.44
| Anesthesia Lounge Inside | 1 | 1 | 21.87 |  | 3 | 65.61
| Door Deduction | -1 | 2 | 1.5 |  | 2.1 | -6.3
| Toilet Door | -1 | 2 | 0.8 |  | 2.1 | -3.36
| Door Jam | 1 | 1 | 5.7 | 0.23 |  | 1.311
| Toilet Door Jan | 1 | 1 | 5 | 0.1 |  | 0.5
| Toilet Inside | 1 | 1 | 5.74 |  | 1.5 | 8.61
| Ventilator Deduction | -1 | 1 | 0.6 |  | 0.6 | -0.36
| Ventilators Jam | 1 | 1 | 2.4 | 0.23 |  | 0.552
| Sureons Lounge Inside | 1 | 1 | 21.87 |  | 3 | 65.61
| Door Deduction | -1 | 2 | 1.5 |  | 2.1 | -6.3
| Toilet Door | -1 | 2 | 0.8 |  | 2.1 | -3.36
| Door Jam | 1 | 1 | 5.7 | 0.23 |  | 1.311
| Toilet Door Jan | 1 | 1 | 5 | 0.1 |  | 0.5
| Toilet Inside | 1 | 1 | 5.74 |  | 1.5 | 8.61
| Ventilator Deduction | -1 | 1 | 0.6 |  | 0.6 | -0.36
| Ventilators Jam | 1 | 1 | 2.4 | 0.23 |  | 0.552
| Clean Store | 1 | 1 | 12.37 |  | 3 | 37.11
| Windows Deductions | -1 | 2 | 0.9 |  | 1.8 | -3.24
| Window Jams | 1 | 2 | 5.4 | 0.23 |  | 2.484
| Door Deduction | -1 | 2 | 1 |  | 2.1 | -4.2
| Door Jam | 1 | 1 | 5.2 | 0.1 |  | 0.52
| Door Wall | 1 | 1 | 3.18 |  | 3 | 9.54
| Sterile Store Room | 1 | 1 | 22.96 |  | 3 | 68.88
| Window Deductions | -1 | 2 | 0.9 |  | 1.8 | -3.24
|  | -1 | 1 | 1.5 |  | 1.8 | -2.7
| Window Jams | 1 | 2 | 6.4 | 0.23 |  | 2.944
|  | 1 | 1 | 6.6 | 0.23 |  | 1.518
| Door Deduction | -1 | 1 | 1.5 |  | 2.1 | -3.15
| Door Jam | 1 | 1 | 5.7 | 0.23 |  | 1.311
| Clear Lab Inside | 1 | 1 | 26.97 |  | 3 | 80.91
| Windows Deductions | -1 | 4 | 0.9 |  | 1.8 | -6.48
| Windows Jam | 1 | 4 | 5.4 | 0.23 |  | 4.968
| Lab Store | 1 | 1 | 20.62 |  | 3 | 61.86
| CSSD And Dirty Utility Room | 1 | 1 | 27.78 |  | 3 | 83.34
| Clean Utility | 1 | 1 | 4.63 |  | 3.45 | 15.9735
| Partion Wall | 1 | 2 | 5.74 |  | 3.45 | 39.606
| Door Deduction | -2 | 2 | 1 |  | 2.1 | -8.4
| Door Jam | 1 | 2 | 5.2 | 0.1 |  | 1.04
| General Store Room | 1 | 1 | 13.55 |  | 3 | 40.65
| Door Deduction | -1 | 2 | 1 |  | 2.1 | -4.2
| Door Jam | 1 | 1 | 5.2 | 0.23 |  | 1.196
| Windows Deductions | -1 | 2 | 0.9 |  | 1.8 | -3.24
| Windows Jam | 1 | 1 | 5.4 | 0.23 |  | 1.242
| Passage | 1 | 1 | 18.18 |  | 3 | 54.54
| Toilet Passage | 1 | 1 | 19.56 |  | 1.5 | 29.34
| Bath Rooms | 1 | 4 | 5.9 |  | 1.5 | 35.4
| Door Deduction | -2 | 2 | 1 |  | 2.1 | -8.4
| Door Jams | 1 | 2 | 7.3 | 0.1 |  | 1.46
| Bath Door Deductions | -4 | 2 | 0.8 |  | 2.1 | -13.44
| Door Jams | 1 | 4 | 5 | 0.1 |  | 2
| Changing Room | 1 | 4 | 7.8 |  | 3.45 | 107.64
| Door Walls Outside | 1 | 4 | 1.8 |  | 3.45 | 24.84
| Door Deduction | -2 | 4 | 1 |  | 2.1 | -16.8
| Door Jam | 1 | 4 | 5.2 | 0.15 |  | 3.12
| Shoe Rack | 1 | 1 | 15.68 |  | 3 | 47.04
| Deduct Window | -1 | 1 | 0.9 |  | 1.8 | -1.62
| Window Jam | 1 | 1 | 5.4 | 0.23 |  | 1.242
| Duty Nurses Room | 1 | 1 | 16.28 |  | 3 | 48.84
| Deduct Window | -1 | 1 | 0.9 |  | 1.8 | -1.62
| Window Jam | 1 | 1 | 5.4 | 0.23 |  | 1.242
| ventilator Deduction | -1 | 1 | 0.6 |  | 0.6 | -0.36
| Window Jam | 1 | 1 | 2.4 | 0.23 |  | 0.552
| Counseling Room | 1 | 1 | 16.28 |  | 3 | 48.84
| Deduct Window | -1 | 1 | 0.9 |  | 1.8 | -1.62
| Window Jam | 1 | 1 | 5.4 | 0.23 |  | 1.242
| HOD Room | 1 | 1 | 18.08 |  | 3 | 54.24
| Deduct Window | -1 | 1 | 0.9 |  | 1.8 | -1.62
| Window Jam | 1 | 1 | 5.4 | 0.23 |  | 1.242
| HOD Room Toilet Wall Inside | 1 | 1 | 3.2 |  | 3 | 9.6
| Out Side | 1 | 1 | 3.4 |  | 3 | 10.2
| Door Deduction | -1 | 2 | 0.8 |  | 2.1 | -3.36
| Door Jam | 1 | 1 | 5 | 0.1 |  | 0.5
| Duty Nurses Room Toilet Wall inside | 1 | 1 | 3 |  | 3 | 9
| Out Side | 1 | 1 | 3.2 |  | 3 | 9.6
| Door Deduction | -1 | 2 | 0.8 |  | 2.1 | -3.36
| Door Jam | 1 | 1 | 5 | 0.1 |  | 0.5
| Doctors Room | 1 | 1 | 19.2 |  | 3 | 57.6
| Toilet Wall | 1 | 1 | 3.2 |  | 3 | 9.6
| Door Deduction | -1 | 2 | 0.8 |  | 2.1 | -3.36
| Door Jam | 1 | 1 | 5 | 0.1 |  | 0.5
| Deduct Window | -1 | 1 | 0.9 |  | 1.8 | -1.62
| Window Jam | 1 | 1 | 5.4 | 0.23 |  | 1.242
| ventilator Deduction | -1 | 1 | 0.6 |  | 0.6 | -0.36
| Ventilator Jam | 1 | 1 | 2.4 | 0.23 |  | 0.552
[7 empty] | 1475.2725 | Sqm
One Coat Primer Over Two Coats Paint
| Main Entry | 1 | 2 | 6.03 |  | 3 | 36.18
| Door Deduction | 1 | 1 | 1.16 |  | 2.1 | 2.436
| UPS Room Inside | 1 | 1 | 16.58 |  | 3 | 49.74
| Door Deduction | -1 | 1 | 1.5 |  | 2.1 | -3.15
| Door Jam | 1 | 1 | 5.7 | 0.23 |  | 1.311
| Electrical Room Inside | 1 | 1 | 21.37 |  | 3 | 64.11
| Door Deduction | -1 | 1 | 1.5 |  | 2.1 | -3.15
| Door Jam | 1 | 1 | 5.7 | 0.23 |  | 1.311
| Columns Sides | 1 | 1 | 1.2 |  | 3 | 3.6
| UPS Room And Electrical Room Door Walls | 1 | 1 | 9.155 |  | 3 | 27.465
| Door Deduction | -1 | 2 | 1.5 |  | 2.1 | -6.3
| Door Jam | 1 | 2 | 5.7 | 0.1 |  | 1.14
| Toilet Passage Wall | 1 | 1 | 5.06 |  | 2.1 | 10.626
| Toilet Inside | 1 | 2 | 18.09 |  | 1.5 | 54.27
|  | 1 | 4 | 5.83 |  | 1.5 | 34.98
|  | 1 | 1 | 6.68 |  | 1.5 | 10.02
| Doors Deductions | -3 | 2 | 0.8 |  | 1.5 | -7.2
|  | -1 | 1 | 1.4 |  | 1.5 | -2.1
| Toilet Main Door Deduction | -1 | 1 | 1.5 |  | 1.5 | -2.25
| Door Jams | 1 | 3 | 5 | 0.1 |  | 1.5
|  | 1 | 1 | 7.4 | 0.1 |  | 0.74
| Toilet Passage Inside | 1 | 1 | 17.98 |  | 1.5 | 26.97
| Bath Rooms | 1 | 4 | 5.6 |  | 1.5 | 33.6
| Door Deduction | -1 | 4 | 0.8 |  | 2.1 | -6.72
| Door Jams | 1 | 4 | 5 | 0.1 |  | 2
| Electrical Room | 1 | 1 | 16 |  | 3 | 48
| Door Deduction | -1 | 1 | 1.5 |  | 2.1 | -3.15
| Door Jam | 1 | 1 | 5.7 | 0.23 |  | 1.311
| Fire Exit Walls | 1 | 2 | 5.74 |  | 3 | 34.44
| Anesthesia Lounge Inside | 1 | 1 | 21.87 |  | 3 | 65.61
| Door Deduction | -1 | 2 | 1.5 |  | 2.1 | -6.3
| Toilet Door | -1 | 2 | 0.8 |  | 2.1 | -3.36
| Door Jam | 1 | 1 | 5.7 | 0.23 |  | 1.311
| Toilet Door Jan | 1 | 1 | 5 | 0.1 |  | 0.5
| Toilet Inside | 1 | 1 | 5.74 |  | 1.5 | 8.61
| Ventilator Deduction | -1 | 1 | 0.6 |  | 0.6 | -0.36
| Ventilators Jam | 1 | 1 | 2.4 | 0.23 |  | 0.552
| Sureons Lounge Inside | 1 | 1 | 21.87 |  | 3 | 65.61
| Door Deduction | -1 | 2 | 1.5 |  | 2.1 | -6.3
| Toilet Door | -1 | 2 | 0.8 |  | 2.1 | -3.36
| Door Jam | 1 | 1 | 5.7 | 0.23 |  | 1.311
| Toilet Door Jan | 1 | 1 | 5 | 0.1 |  | 0.5
| Toilet Inside | 1 | 1 | 5.74 |  | 1.5 | 8.61
| Ventilator Deduction | -1 | 1 | 0.6 |  | 0.6 | -0.36
| Ventilators Jam | 1 | 1 | 2.4 | 0.23 |  | 0.552
| Clean Store | 1 | 1 | 12.37 |  | 3 | 37.11
| Windows Deductions | -1 | 2 | 0.9 |  | 1.8 | -3.24
| Window Jams | 1 | 2 | 5.4 | 0.23 |  | 2.484
| Door Deduction | -1 | 2 | 1 |  | 2.1 | -4.2
| Door Jam | 1 | 1 | 5.2 | 0.1 |  | 0.52
| Door Wall | 1 | 1 | 3.18 |  | 3 | 9.54
| Sterile Store Room | 1 | 1 | 22.96 |  | 3 | 68.88
| Window Deductions | -1 | 2 | 0.9 |  | 1.8 | -3.24
|  | -1 | 1 | 1.5 |  | 1.8 | -2.7
| Window Jams | 1 | 2 | 6.4 | 0.23 |  | 2.944
|  | 1 | 1 | 6.6 | 0.23 |  | 1.518
| Door Deduction | -1 | 1 | 1.5 |  | 2.1 | -3.15
| Door Jam | 1 | 1 | 5.7 | 0.23 |  | 1.311
| Clear Lab Inside | 1 | 1 | 26.97 |  | 3 | 80.91
| Windows Deductions | -1 | 4 | 0.9 |  | 1.8 | -6.48
| Windows Jam | 1 | 4 | 5.4 | 0.23 |  | 4.968
| Lab Store | 1 | 1 | 20.62 |  | 3 | 61.86
| CSSD And Dirty Utility Room | 1 | 1 | 27.78 |  | 3 | 83.34
| Clean Utility | 1 | 1 | 4.63 |  | 3.45 | 15.9735
| Partion Wall | 1 | 2 | 5.74 |  | 3.45 | 39.606
| Door Deduction | -2 | 2 | 1 |  | 2.1 | -8.4
| Door Jam | 1 | 2 | 5.2 | 0.1 |  | 1.04
| General Store Room | 1 | 1 | 13.55 |  | 3 | 40.65
| Door Deduction | -1 | 2 | 1 |  | 2.1 | -4.2
| Door Jam | 1 | 1 | 5.2 | 0.23 |  | 1.196
| Windows Deductions | -1 | 2 | 0.9 |  | 1.8 | -3.24
| Windows Jam | 1 | 1 | 5.4 | 0.23 |  | 1.242
| Passage | 1 | 1 | 18.18 |  | 3 | 54.54
| Toilet Passage | 1 | 1 | 19.56 |  | 1.5 | 29.34
| Bath Rooms | 1 | 4 | 5.9 |  | 1.5 | 35.4
| Door Deduction | -2 | 2 | 1 |  | 2.1 | -8.4
| Door Jams | 1 | 2 | 7.3 | 0.1 |  | 1.46
| Bath Door Deductions | -4 | 2 | 0.8 |  | 2.1 | -13.44
| Door Jams | 1 | 4 | 5 | 0.1 |  | 2
| Changing Room | 1 | 4 | 7.8 |  | 3.45 | 107.64
| Door Walls Outside | 1 | 4 | 1.8 |  | 3.45 | 24.84
| Door Deduction | -2 | 4 | 1 |  | 2.1 | -16.8
| Door Jam | 1 | 4 | 5.2 | 0.15 |  | 3.12
| Shoe Rack | 1 | 1 | 15.68 |  | 3 | 47.04
| Deduct Window | -1 | 1 | 0.9 |  | 1.8 | -1.62
| Window Jam | 1 | 1 | 5.4 | 0.23 |  | 1.242
| Duty Nurses Room | 1 | 1 | 16.28 |  | 3 | 48.84
| Deduct Window | -1 | 1 | 0.9 |  | 1.8 | -1.62
| Window Jam | 1 | 1 | 5.4 | 0.23 |  | 1.242
| ventilator Deduction | -1 | 1 | 0.6 |  | 0.6 | -0.36
| Window Jam | 1 | 1 | 2.4 | 0.23 |  | 0.552
| Counseling Room | 1 | 1 | 16.28 |  | 3 | 48.84
| Deduct Window | -1 | 1 | 0.9 |  | 1.8 | -1.62
| Window Jam | 1 | 1 | 5.4 | 0.23 |  | 1.242
| HOD Room | 1 | 1 | 18.08 |  | 3 | 54.24
| Deduct Window | -1 | 1 | 0.9 |  | 1.8 | -1.62
| Window Jam | 1 | 1 | 5.4 | 0.23 |  | 1.242
| HOD Room Toilet Wall Inside | 1 | 1 | 3.2 |  | 3 | 9.6
| Out Side | 1 | 1 | 3.4 |  | 3 | 10.2
| Door Deduction | -1 | 2 | 0.8 |  | 2.1 | -3.36
| Door Jam | 1 | 1 | 5 | 0.1 |  | 0.5
| Duty Nurses Room Toilet Wall inside | 1 | 1 | 3 |  | 3 | 9
| Out Side | 1 | 1 | 3.2 |  | 3 | 9.6
| Door Deduction | -1 | 2 | 0.8 |  | 2.1 | -3.36
| Door Jam | 1 | 1 | 5 | 0.1 |  | 0.5
| Doctors Room | 1 | 1 | 19.2 |  | 3 | 57.6
| Toilet Wall | 1 | 1 | 3.2 |  | 3 | 9.6
| Door Deduction | -1 | 2 | 0.8 |  | 2.1 | -3.36
| Door Jam | 1 | 1 | 5 | 0.1 |  | 0.5
| Deduct Window | -1 | 1 | 0.9 |  | 1.8 | -1.62
| Window Jam | 1 | 1 | 5.4 | 0.23 |  | 1.242
| ventilator Deduction | -1 | 1 | 0.6 |  | 0.6 | -0.36
| Ventilator Jam | 1 | 1 | 2.4 | 0.23 |  | 0.552
[7 empty] | 1475.2725 | Sqm
CPVC Pipe 25mm
| Toilet @ Electrical Room | 1 | 1 | 23.3 |  |  | 23.3
| Toilet @ Post ICU | 1 | 1 | 24.3 |  |  | 24.3
| Toilet @ TIC | 1 | 1 | 21.2 |  |  | 21.2
| Toilet @ Dirty Utility | 1 | 1 | 22.45 |  |  | 22.45
| Anesthesia Lounge Lounge | 1 | 1 | 1.2 |  |  | 1.2
| Surgeouns Lounge | 1 | 1 | 1.23 |  |  | 1.23
| Dr Toilet | 1 | 1 | 1.25 |  |  | 1.25
| Duty Nurses Toilet | 1 | 1 | 1.3 |  |  | 1.3
| HOD Room Toilet | 1 | 1 | 1.45 |  |  | 1.45
| Wash Area | 1 | 1 | 2.55 |  |  | 2.55
| For Scrub Stations | 1 | 1 | 23.3 |  |  | 23.3
[7 empty] | 123.53 | Rmt
CPVC Pipe 19.5mm
| Toilet @ Electrical Room | 1 | 1 | 21.3 |  |  | 21.3
| Toilet @ Post ICU | 1 | 1 | 25.2 |  |  | 25.2
| Toilet @ TIC | 1 | 1 | 23.4 |  |  | 23.4
| Toilet @ Dirty Utility | 1 | 1 | 24.2 |  |  | 24.2
| Anesthesia Lounge Lounge | 1 | 1 | 1.2 |  |  | 1.2
| Surgeouns Lounge | 1 | 1 | 1.23 |  |  | 1.23
| Dr Toilet | 1 | 1 | 1.25 |  |  | 1.25
| Duty Nurses Toilet | 1 | 1 | 1.3 |  |  | 1.3
| HOD Room Toilet | 1 | 1 | 1.45 |  |  | 1.45
| Wash Area | 1 | 1 | 2.55 |  |  | 2.55
[7 empty] | 103.08 | Rmt
110mm PVC Pipe
75mm PVC Pipe
40mm Wall Panels
| OT -1 Long Wall | 1 | 2 | 6.34 |  | 2.65 | 33.602
| Short Walls | 1 | 2 | 5.19 |  | 2.65 | 27.507
| Door Deductions (-) | -1 | 1 | 1.8 |  | 2.1 | -3.78
| Door Deductions (-) | -1 | 1 | 1.5 |  | 2.1 | -3.15
| OT -2 Long Wall | 1 | 2 | 6.2 |  | 2.65 | 32.86
| Short Walls | 1 | 1 | 5.19 |  | 2.65 | 13.7535
| Short Walls | 1 | 1 | 4.35 |  | 2.65 | 11.5275
| Corners | 1 | 2 | 0.8 |  | 2.65 | 4.24
| Door Deductions (-) | -1 | 1 | 1.8 |  | 2.1 | -3.78
| Door Deductions (-) | -1 | 1 | 1.5 |  | 2.1 | -3.15
| OT -3 Long Wall | 1 | 2 | 5.75 |  | 2.65 | 30.475
| Short Walls | 1 | 1 | 5.5 |  | 2.65 | 14.575
| Short Walls | 1 | 1 | 4.55 |  | 2.65 | 12.0575
| Corners | 1 | 2 | 0.8 |  | 2.65 | 4.24
| Door Deductions (-) | -1 | 1 | 1.8 |  | 2.1 | -3.78
| Door Deductions (-) | -1 | 1 | 1.5 |  | 2.1 | -3.15
| OT -4 Long Wall | 1 | 2 | 6.3 |  | 2.65 | 33.39
| Short Walls | 1 | 1 | 5.5 |  | 2.65 | 14.575
| Short Walls | 1 | 1 | 4.55 |  | 2.65 | 12.0575
| Corners | 1 | 2 | 0.8 |  | 2.65 | 4.24
| Door Deductions (-) | -1 | 1 | 1.8 |  | 2.1 | -3.78
| Door Deductions (-) | -1 | 1 | 1.5 |  | 2.1 | -3.15
221.38
| OT -5 Long Wall | 1 | 2 | 5.75 |  | 2.65 | 30.475
| Short Walls | 1 | 2 | 4.98 |  | 2.65 | 26.394
| Corners | 1 | 4 | 0.8 |  | 2.65 | 8.48
| Door Deductions (-) | -1 | 1 | 1.8 |  | 2.1 | -3.78
| OT -6 Long Wall | 1 | 2 | 5.75 |  | 2.65 | 30.475
| Short Walls | 1 | 2 | 4.98 |  | 2.65 | 26.394
| Corners | 1 | 4 | 0.8 |  | 2.65 | 8.48
| Door Deductions (-) | -1 | 1 | 1.8 |  | 2.1 | -3.78
123.138
| TIR-1 Long Wall | 1 | 2 | 5.2 |  | 2.65 | 27.56
| Short Wall | 1 | 1 | 3 |  | 2.65 | 7.95
| Short Wall | 1 | 1 | 2.07 |  | 2.65 | 5.4855
| Corners | 1 | 2 | 0.8 |  | 2.65 | 4.24
| Door Deduction(-) | -1 | 1 | 1.8 |  | 2.1 | -3.78
| TIR-2 Long Wall | 1 | 1 | 4.65 |  | 2.65 | 12.3225
| Long Wall | 1 | 1 | 4.18 |  | 2.65 | 11.077
| Short Wall | 1 | 1 | 5.46 |  | 2.65 | 14.469
| Short Wall | 1 | 1 | 4.86 |  | 2.65 | 12.879
| Corners | 1 | 1 | 0.8 |  | 2.65 | 2.12
| Door Deduction(-) | -1 | 1 | 1.8 |  | 2.1 | -3.78
| TIR-3 Long Wall | 1 | 1 | 5.58 |  | 2.65 | 14.787
| Long Wall | 1 | 1 | 5.06 |  | 2.65 | 13.409
| Short Wall | 1 | 1 | 4.69 |  | 2.65 | 12.4285
| Short Wall | 1 | 1 | 2.44 |  | 2.65 | 6.466
| Corners | 1 | 1 | 0.8 |  | 2.65 | 2.12
| Door Deduction(-) | -1 | 1 | 1.8 |  | 2.1 | -3.78
| Corridoor From OT-1 to OT-4 | 1 | 2 | 16.01 |  | 2.65 | 84.853
| Door Deduction(-) Tos | -1 | 4 | 1.8 |  | 2.1 | -15.12
| Short Wall | 1 | 1 | 2.78 |  | 2.65 | 7.367
| Door Deduction(-) | -1 | 1 | 2 |  | 2.1 | -4.2
| Corridoor From OT-5 to OT-6 | 1 | 2 | 14.17 |  | 2.65 | 75.101
| Door Deduction(-) Tos | -1 | 2 | 1.8 |  | 2.1 | -7.56
| Door Deduction(-) Surgeouns Lounge | -1 | 1 | 1.5 |  | 2.1 | -3.15
| Door Deduction(-) Anesthesia Lounge | -1 | 1 | 1.5 |  | 2.1 | -3.15
| Corridoor Deduction(-) | -1 | 1 | 2 |  | 2.1 | -4.2
| Short Wall | 1 | 1 | 2.78 |  | 2.65 | 7.367
| Door Deduction(-) | -1 | 1 | 2 |  | 2.1 | -4.2
| Corridoor TIR-2 to Anesthesia Lounge | 1 | 2 | 17.76 |  | 2.65 | 94.128
| Door Deduction(-) | -1 | 2 | 1.8 |  | 2.1 | -7.56
| Door Deduction(-) | -1 | 1 | 1.5 |  | 2.1 | -3.15
| Door Deduction(-) | -1 | 1 | 1 |  | 2.1 | -2.1
| Short Wall | 1 | 2 | 3.16 |  | 2.65 | 16.748
| Door Deduction(-) | -1 | 2 | 2 |  | 2.1 | -8.4
| Corridoor TIR-3 to Duty Nurse Room | 1 | 2 | 22.28 |  | 2.65 | 118.084
| Door Deductions(-) | -1 | 1 | 1.8 |  | 2.1 | -3.78
| Door Deductions(-) | -1 | 2 | 1.5 |  | 2.1 | -6.3
| Door Deductions(-) | -1 | 1 | 1.2 |  | 2.1 | -2.52
| Door Deductions(-) | -1 | 1 | 2 |  | 2.1 | -4.2
| Door Deductions(-) | -1 | 2 | 1 |  | 2.1 | -4.2
| Short Wall | 1 | 2 | 2.78 |  | 2.65 | 14.734
| Door Deductions(-) | -1 | 2 | 2 |  | 2.1 | -8.4
[7 empty] | 462.1655 | Sqm
Ceiling 30mm
| OT-1 | 1 | 1 | 6.45 | 5.29 |  | 34.1205
| Laminor Deduction(-) | -1 | 1 | 2.44 | 2.44 |  | -5.9536
| OT-2 | 1 | 1 | 6.57 | 5.28 |  | 34.6896
| Laminor Deduction(-) | -1 | 1 | 2.44 | 2.44 |  | -5.9536
| OT-3 | 1 | 1 | 6.43 | 5.46 |  | 35.1078
| Laminor Deduction(-) | -1 | 1 | 2.44 | 2.44 |  | -5.9536
| OT-4 | 1 | 1 | 6.5 | 5.47 |  | 35.555
| Laminor Deduction(-) | -1 | 1 | 2.44 | 2.44 |  | -5.9536
115.6585
| OT-5 | 1 | 1 | 6.81 | 5.41 |  | 36.8421
| Laminor Deduction(-) | -1 | 1 | 2.44 | 2.44 |  | -5.9536
| OT-6 | 1 | 1 | 6.79 | 5.41 |  | 36.7339
| Laminor Deduction(-) | -1 | 1 | 2.44 | 2.44 |  | -5.9536
61.6688
| TIR-1 | 1 | 1 | 5.59 | 4.95 |  | 27.6705
| Laminor Deduction(-) | -1 | 1 | 2.44 | 2.44 |  | -5.9536
| TIR-2 | 1 | 1 | 5.49 | 4.84 |  | 26.5716
| Laminor Deduction(-) | -1 | 1 | 2.44 | 2.44 |  | -5.9536
| TIR-3 | 1 | 1 | 5.79 | 3.15 |  | 18.2385
| Laminor Deduction(-) | -1 | 1 | 2.44 | 2.44 |  | -5.9536
54.6198
| Corrtidor From OT-1 to OT-4 | 1 | 1 | 16.01 | 2.59 |  | 41.4659
| Corrtidor From OT-5 to OT-6 | 1 | 1 | 14.17 | 2.59 |  | 36.7003
| Corridor From Anesthesia Lounge to TIR- 2 | 1 | 1 | 18.2 | 3.19 |  | 58.058
| Corridor From TIR-3 to Duty Nurse | 1 | 1 | 21.9 | 2.8 |  | 61.32
[7 empty] | 197.5442 | Sqm
PCGI Wall Panels
| Post ICU Corridor Long | 1 | 2 | 22.55 |  | 2.65 | 119.515
| Deduction(-)SD | -1 | 1 | 2 |  | 2.1 | -4.2
| Deduction(-) Corridor | -1 | 1 | 2.73 |  | 2.1 | -5.733
| Deduction(-) Fire Exit Door | -1 | 1 | 1.16 |  | 2.1 | -2.436
| Deduction(-) Toilet Door | -1 | 1 | 1 |  | 2.1 | -2.1
| Deduction(-) Post ICU Door | -1 | 1 | 1.5 |  | 2.1 | -3.15
| Short | 1 | 1 | 2.81 |  | 2.65 | 7.4465
| Deduction(-)Access Control Door | -1 | 1 | 2 |  | 2.1 | -4.2
| Short | 1 | 1 | 1.94 |  | 2.65 | 5.141
| Fire Exit Corridor Long | 1 | 1 | 6 |  | 2.65 | 15.9
| Fire Exit Corridor Long | 1 | 1 | 6.81 |  | 2.65 | 18.0465
| Short | 1 | 1 | 2.84 |  | 2.65 | 7.526
| Deduction(-) Fire Exit Door | -1 | 1 | 1.8 |  | 2.1 | -3.78
| Corridor Ar Clean Store to Clean Utility | 1 | 2 | 31.26 |  | 2.65 | 165.678
| Door Deduction(-) Sterile Store, Point Of Care Lab | -1 | 2 | 1.5 |  | 2.1 | -6.3
| Door Deduction(-) Corridoor | -1 | 3 | 2 |  | 2.1 | -12.6
| Door Deduction(-) Lab Store | -1 | 1 | 1 |  | 2.1 | -2.1
| Window Deduction(-) Clean Utility | -1 | 1 | 1.6 |  | 1.8 | -2.88
| Short | 1 | 2 | 2.65 |  | 2.65 | 14.045
| Door Deduction(-) Corridor | -1 | 1 | 2 |  | 2.1 | -4.2
| Door Deduction(-) Clean Store | -1 | 1 | 1 |  | 2.1 | -2.1
[7 empty] | 297.519 | Sqm
PCGI Ceiling
| POST ICU Corridor | 1 | 1 | 22.65 | 2.81 |  | 63.6465
| Deduction(-) | -1 | 1 | 1.68 | 0.853 |  | -1.433
| Fire Exit Corridor | 1 | 1 | 6.01 | 2.48 |  | 14.9048
| Coirridor At Point of Care Lab | 1 | 1 | 31.26 | 2.75 |  | 85.965
[7 empty] | 163.0833 | Sqm
under Deck Insulation
| MOT'S Room | 1 | 1 | 10.6 | 5.7 |  | 60.42
| Post ICU | 1 | 1 | 14.29 | 5.7 |  | 81.453
| Future ICU | 1 | 1 | 8.8 | 5.7 |  | 50.16
| T ICU | 1 | 1 | 14.16 | 5.7 |  | 80.712
| Corridor | 1 | 1 | 30 | 3 |  | 90
[7 empty] | 362.745 | Sqm
Supplying and fixing of Unplasticised Poly Vinyl Chloride (UPVC) casement windows openable shutters duly manufactured using UPVC reinforced profiles (Composition of profile shall consists aminimum of 5.5 PHR of TiO2 and not more than 12PHR of CaCo3 for every 100 parts of PVC resin) of 60mm x 55 mm x 2.40 mm for outer frames, 74 mm x 60mm x 2.40 mm for mullion sections for two or more openable shutters 75 mm x 60 mm x 2.40 mm for openable shutter frame capable of mounting single glazing system structurally reinforced with hot dip galvanized up to 50 microns of minimum thickness of 1.0/1.2 mm prefabricated & welded through fusion welding. The window sash shall be fitted with 5 mm thick clear float glass of reputed make duly fixed with Grey colour TPV Gasket for sash & Glazing bead shall be co-extruded with Grey colour soft PVC and accessories for casement window – friction hinges of stainless steel grade 304/430- 2 Nos., per sash, handle with zamak alloy casting 1 No. per sash, multipoint locking system suitably concealed 1 No., per sash provided with raiser wedges for smooth operation and the system is to be installed at the site using anchor fasteners, silicon rubber sealant, easy glazing/ deglazing at site etc., including cost and conveyance of all materials, accessories, labour charges for transportation, erection at site including overheads and contractor profit etc., complete for finished item of work
| Point Of Care Lab | 1 | 2 | 0.9 |  | 1.7 | 3.06
[7 empty] | 3.06 | Sqm
Supplying and fixing of Unplasticised Poly Vinyl Chloride (UPVC) 3 track sliding windows with mesh shutter – (2-glass shutters and 1-mesh shutter) duly manufactured using UPVC reinforced profiles (Composition of profile shall consists a minimum of 5.5 PHR of TiO2 and not more than 12 PHR of CaCo3 for every 100 parts of PVC resin) of (94mm x 45 mm)/(80 mm x 52 mm) x 2.20 mm for outer frames, (58 mm x 39 mm)/(54 mm x 38 mm) x 2.20mm for sliding shutter frames capable of mounting single glazing system structurally reinforced with hot dip galvanized up to 50 microns of minimum thickness of 1.0/1.2 mm prefabricated & welded through fusion welding. The window sash shall be fitted with 5 mm thick clear float glass of reputed make and mesh shutter frame shall be (42 mm x 25mm)/(52 mm x 21.5 mm) x 2.0 mm fitted with Vinyl Coated Fiber mesh- on rollers/ pulley duly fixed with Grey colour TPV Gasket for sash & Glazing bead shall be co-extruded with Grey colour soft PVC. System shall have single point locking with Touch Lock and the system is to be installed at the site using anchor fasteners, silicon rubber sealant, easy glazing/deglazing at site etc., including cost and conveyance of all materials, accessories, labour charges for transportation, erection at site including overheads and contractors profit etc., complete for finished item of work
| Clean Utility | 1 | 1 | 1.6 |  | 1.7 | 2.72
[7 empty] | 2.72 | Sqm
Providing, supplying & fixing of Fixed Louvered Ventilator made out of multi chambered uPVC sections with Glazing bead shall be co-extruded with Grey colour soft PVC. having isolated drainage and reinforced with Galvanized Iron profiles throughout the window. The outer frame having an overall size of 60 mm x 55 mm x 2.40 with reinforcement of 1 mm thickness and Mullion with overall size of 74 mm x 60 mm x 2.40 mm with reinforcement of 1 mm thickness. (Composition of profile shall consists a minimum of 5.5 PHR of TiO2 and not more than 12 PHR of CaCo3 for every 100 parts of PVC resin). Ventilator shall be provided with 4.5 mm Pin Head glass, standard hardware. Wall thickness of frame & Mullion shall be 2.4 mm., including cost and conveyance of all materials, accessories, labour charges for transportation, erection at site including overheads and contractor profit etc., complete for finished item of work
| Surgeons Lounge | 1 | 1 | 0.904 |  | 0.606 | 0.54782
| Surgeons Lounge | 1 | 1 | 0.906 |  | 0.596 | 0.53998
[7 empty] | 1.0878 | Sqm
Accoustic Wall Panel MOT Room
| Long Wall | 1 | 2 | 10.62 |  | 3.05 | 64.782
| Deductions (-) | -1 | 2 | 1.5 |  | 2.1 | -6.3
| Windows (-) | 1 | 1 | 0.911 |  | 1.708 | 1.556
| Windows (-) | 1 | 1 | 0.918 |  | 1.708 | 1.5679
| Windows (-) | 1 | 1 | 0.902 |  | 1.708 | 1.5406
| Short Walls | 1 | 2 | 5.75 |  | 3.05 | 35.075
98.2215
Accoustic Ceiling MOT Room
| MOTS Integration | 1 | 1 | 10.62 | 5.75 |  | 61.065
61.065
Wooden Flooring MOT Room
| MOTS Integration | 1 | 1 | 10.62 | 5.75 |  | 61.065
| Podium Sides | 1 | 1 | 3.54 | 0.3 |  | 1.062
| Podium Sides | 1 | 4 | 1.67 | 0.15 |  | 1.002
| Tread | 1 | 2 | 1.67 | 0.25 |  | 0.835
63.964
Painting one coat water based cement primer of interior grade I and two coats of acrylic emulsion paint for ceiling and Walls
| Waiting Area (Long Wall) | 1 | 2 | 10.32 |  | 2.6 | 53.664
| Waiting Area (Short Wall) | 1 | 2 | 5.76 |  | 2.6 | 29.952
| Windows Deduction (-) | -1 | 5 | 0.9 |  | 1.7 | -7.65
| Door Deduction (-) | -1 | 1 | 1.2 |  | 2.6 | -3.12
| UPS Room (Long Wall) | 1 | 2 | 4.99 |  | 2.6 | 25.948
| UPS Room (Short Wall) | 1 | 2 | 3.16 |  | 2.6 | 16.432
| Electrical Room (Long Wall) | 1 | 2 | 8.72 |  | 2.6 | 45.344
| Electrical Room (Short Wall) | 1 | 2 | 5.06 |  | 2.6 | 26.312
| Reception Side Wall | 1 | 2 | 2.01 |  | 2.6 | 10.452
| ICU-2 Toilets Passage (Long Wall) | 1 | 2 | 5.78 |  | 0.5 | 5.78
| ICU-2 Toilets Passage (Short Wall) | 1 | 2 | 3.2 |  | 0.5 | 3.2
| ICU-2 (Long Wall) | 1 | 2 | 8.85 |  | 1.1 | 19.47
| ICU-2 (Short Wall) | 1 | 2 | 5.73 |  | 1.1 | 12.606
| Windows Deduction (-) | -1 | 3 | 0.9 |  | 0.7 | -1.89
| Door Deduction (-) | -1 | 1 | 1.48 |  | 0.6 | -0.888
| TICU (Long Wall) | 1 | 2 | 14.15 |  | 1.1 | 31.13
| TICU (Short Wall) | 1 | 2 | 5.72 |  | 1.1 | 12.584
| Windows Deduction (-) | -1 | 3 | 0.9 |  | 0.7 | -1.89
| Door Deduction (-) | -1 | 1 | 1.5 |  | 0.6 | -0.9
| TICU Toilets Passage Entry (Long Wall) | 1 | 2 | 5.74 |  | 0.5 | 5.74
| TICU Toilets Passage Entry (Short Wall) | 1 | 2 | 1.72 |  | 0.5 | 1.72
| TICU Toilets Passage Inside (Long Wall) | 1 | 2 | 5.2 |  | 0.5 | 5.2
| TICU Toilets Passage Inside (Short Wall) | 1 | 2 | 4.5 |  | 0.5 | 4.5
| General Store (Long Wall) | 1 | 2 | 3.42 |  | 2.6 | 17.784
| General Store (Short Wall) | 1 | 2 | 3.3 |  | 2.6 | 17.16
| Windows Deduction (-) | -1 | 1 | 0.9 |  | 1.7 | -1.53
| Door Deduction (-) | -1 | 1 | 1 |  | 2.1 | -2.1
| Dirty Utility Passage (Long Wall) | 1 | 2 | 5.77 |  | 0.5 | 5.77
| Dirty Utility Passage (Long Wall) | 1 | 2 | 3.65 |  | 0.5 | 3.65
| Dirty Utility (Long Wall) | 1 | 2 | 5.75 |  | 2.6 | 29.9
| Dirty Utility (Short Wall) | 1 | 2 | 1.8 |  | 2.6 | 9.36
| Windows Deduction (-) | -1 | 1 | 0.9 |  | 1.7 | -1.53
| CSSD (Long Wall) | 1 | 2 | 6.19 |  | 0.5 | 6.19
| CSSD (Short Wall) | 1 | 2 | 5.75 |  | 0.5 | 5.75
| Windows Deduction (-) | -1 | 1 | 0.9 |  | 0.7 | -0.63
| Clean Utility (Long Wall) | 1 | 2 | 2.91 |  | 2.6 | 15.132
| Clean Utility (Short Wall) | 1 | 2 | 1.8 |  | 2.6 | 9.36
| Windows Deduction (-) | -1 | 2 | 1.6 |  | 1.7 | -5.44
| Lab Store (Long Wall) | 1 | 2 | 4.57 |  | 2.6 | 23.764
| Lab Store (Short Wall) | 1 | 2 | 3.83 |  | 2.6 | 19.916
| Door Deduction (-) | -1 | 1 | 1 |  | 2.1 | -2.1
| Wash Area (Long Wall) | 1 | 2 | 4.57 |  | 2.6 | 23.764
| Wash Area (Short Wall) | 1 | 2 | 1.81 |  | 2.6 | 9.412
| Door Deduction (-) | -1 | 1 | 0.75 |  | 2.1 | -1.575
| Point of Care Lab (Long Wall) | 1 | 2 | 7.75 |  | 2.6 | 40.3
| Point of Care Lab (Short Wall) | 1 | 2 | 5.74 |  | 2.6 | 29.848
| Door Deduction (-) | -1 | 1 | 1.5 |  | 2.1 | -3.15
| Windows Deduction (-) | -1 | 2 | 0.9 |  | 1.7 | -3.06
| Windows Deduction (-) | -1 | 1 | 1.6 |  | 1.7 | -2.72
| Sterile Store (Long Wall) | 1 | 2 | 5.75 |  | 2.6 | 29.9
| Sterile Store (Shorrt Wall) | 1 | 2 | 5.66 |  | 2.6 | 29.432
| Windows Deduction (-) | -1 | 2 | 0.9 |  | 1.7 | -3.06
| Windows Deduction (-) | -1 | 1 | 1.6 |  | 1.7 | -2.72
| Door Deduction (-) | -1 | 1 | 1.5 |  | 2.1 | -3.15
| Clean Store (Long Wall) | 1 | 2 | 3 |  | 2.6 | 15.6
| Clean Store (Long Wall) | 1 | 2 | 2.947 |  | 2.6 | 15.3244
| Windows Deduction (-) | -1 | 2 | 0.9 |  | 1.7 | -3.06
| Door Deduction (-) | -1 | 1 | 1 |  | 2.1 | -2.1
| Surgeons Lounge (Long Wall) | 1 | 2 | 5.72 |  | 2.6 | 29.744
| Surgeons Lounge (Short Wall) | 1 | 2 | 5.16 |  | 2.6 | 26.832
| Door Deduction (-) | 1 | 1 | 1.2 |  | 2.1 | 2.52
| Ventilator Deduction (-) | -1 | 2 | 0.6 |  | 0.6 | -0.72
| Toilet @ Surgeons Lounge (Long Wall) | 1 | 2 | 1.6 |  | 0.5 | 1.6
| Short Wall | 1 | 2 | 1.41 |  | 0.5 | 1.41
| Door Deduction (-) | -1 | 1 | 0.75 |  | 2.1 | -1.575
| Anesthetist Lounge (Long Wall) | 1 | 2 | 5.78 |  | 2.6 | 30.056
| Anesthetist Lounge (Long Wall) | 1 | 2 | 5.17 |  | 2.6 | 26.884
| Door Deduction (-) | -1 | 1 | 1.2 |  | 2.1 | -2.52
| Door Deduction (-) | -1 | 1 | 0.75 |  | 2.1 | -1.575
| Toilet @ Anesthetist Lounnge (Long Wall) | 1 | 2 | 1.47 |  | 0.5 | 1.47
| Short Wall | 1 | 2 | 1.42 |  | 0.5 | 1.42
| Ventilator Deduction (-) | -1 | 1 | 0.6 |  | 0.6 | -0.36
| Electrical/UPS Room (Long Wall) | 1 | 2 | 4.175 |  | 2.6 | 21.71
| Electrical/UPS Room (Short Wall) | 1 | 1 | 3.86 |  | 2.6 | 10.036
| Electrical/UPS Room (Short Wall) | 1 | 1 | 2.1 |  | 2.6 | 5.46
| Door Deduction (-) | -1 | 1 | 1.2 |  | 2.1 | -2.52
| Post ICU Toilets Passage (Long Wall) | 1 | 2 | 5.75 |  | 0.5 | 5.75
| Post ICU Toilets Passage (Short Wall) | 1 | 2 | 3.2 |  | 0.5 | 3.2
| Post ICU (Long Wall) | 1 | 2 | 14.29 |  | 1.1 | 31.438
| Post ICU (Short Wall) | 1 | 2 | 5.72 |  | 1.1 | 12.584
| Door Deduction (-) | -1 | 1 | 1.5 |  | 0.6 | -0.9
| Windows Deduction (-) | -1 | 4 | 0.9 |  | 0.7 | -2.52
| HOD Room (Long Wall) | 1 | 2 | 5.72 |  | 2.6 | 29.744
| Short Wall | 1 | 2 | 3.3 |  | 2.6 | 17.16
| Door Deduction (-) | -1 | 1 | 1 |  | 2.1 | -2.1
| Toilet @ HOD Room (Long Wall) | 1 | 2 | 1.6 |  | 0.5 | 1.6
| Short Wall | 1 | 2 | 1.4 |  | 0.5 | 1.4
| Counselling Room (Long Wall) | 1 | 2 | 5.7 |  | 2.6 | 29.64
| Short Wall | 1 | 2 | 2.02 |  | 2.6 | 10.504
| Windows Deduction (-) | -1 | 1 | 0.9 |  | 1.7 | -1.53
| Door Deduction (-) | -1 | 1 | 1 |  | 2.1 | -2.1
| Duty Nurse Room (Long Wall) | 1 | 2 | 5.72 |  | 2.6 | 29.744
| Short Wall | 1 | 2 | 2.77 |  | 2.6 | 8.372
| Door Deduction (-) | -1 | 1 | 1 |  | 2.1 | -2.1
| Toilet @ Duty Nurse Room (Long Wall) | 1 | 2 | 1.61 |  | 0.5 | 1.61
| Short Wall | 1 | 2 | 1.41 |  | 0.5 | 1.41
| Door Deduction (-) | -1 | 1 | 0.75 |  | 2.1 | -1.575
| Ventilator Deduction (-) | -1 | 1 | 0.6 |  | 0.6 | -0.36
| Change Room-1 (Long Wall) | 1 | 2 | 2.09 |  | 2.6 | 10.868
| Short Wall | 1 | 2 | 1.8 |  | 2.6 | 9.36
| Change Room-2 (Long Wall) | 1 | 2 | 2.08 |  | 2.6 | 10.816
| Short Wall | 1 | 2 | 1.83 |  | 2.6 | 9.516
| Change Room-3 (Long Wall) | 1 | 2 | 2.08 |  | 2.6 | 10.816
| Short Wall | 1 | 2 | 1.82 |  | 2.6 | 9.464
| Change Room-4 (Long Wall) | 1 | 2 | 2.09 |  | 2.6 | 10.868
| Short Wall | 1 | 2 | 1.8 |  | 2.6 | 9.36
| Passage1 @ Change Room (Long Wall) | 1 | 2 | 1.26 |  | 2.6 | 6.552
| Short Wall | 1 | 2 | 4.2 |  | 2.6 | 21.84
| Passage2 @ Change Room (Long Wall) | 1 | 2 | 5.72 |  | 2.6 | 29.744
| Short Wall | 1 | 2 | 1.6 |  | 2.6 | 8.32
| Ventilator Deduction (-) | -1 | 2 | 0.6 |  | 0.6 | -0.72
| Door Deduction (-) | -1 | 4 | 1 |  | 2.1 | -8.4
| Door Deduction (-) | -1 | 1 | 1.5 |  | 2.1 | -3.15
| Doctors Room (Long Wall) | 1 | 2 | 6.04 |  | 2.6 | 31.408
| Short Wall | 1 | 2 | 3.34 |  | 2.6 | 17.368
| Door Deduction (-) | -1 | 1 | 1 |  | 2.1 | -2.1
| Windows Deduction (-) | -1 | 1 | 0.9 |  | 1.7 | -1.53
| Toilet @ Doctors Room (Long Wall) | 1 | 2 | 1.6 |  | 0.5 | 1.6
| Short Wall | 1 | 2 | 1.4 |  | 0.5 | 1.4
| Door Deduction (-) | -1 | 1 | 0.75 |  | 2.1 | -1.575
| Ventilator Deduction (-) | -1 | 1 | 0.6 |  | 0.6 | -0.36
| Corridor @ CSSD to General Store (Long Wall) | 1 | 2 | 11.815 |  | 2.6 | 61.438
| Short Wall | 1 | 2 | 3 |  | 2.6 | 15.6
| Door Deduction (-) | -1 | 1 | 0.75 |  | 2.6 | -1.95
| Door Deduction (-) | -1 | 1 | 1 |  | 2.1 | -2.1
| Door Deduction (-) | -1 | 1 | 1.2 |  | 2.1 | -2.52
| Door Deduction (-) | -1 | 1 | 1.5 |  | 2.1 | -3.15
| Door Deduction (-) | -1 | 1 | 2 |  | 2.1 | -4.2
| Windows Deduction (-) | -1 | 1 | 1.5 |  | 1.7 | -2.55
| Corridor @ HOD Room (Long Wall) | 1 | 2 | 8.94 |  | 2.6 | 46.488
| Short Wall | 1 | 1 | 3 |  | 2.6 | 7.8
| Door Deduction (-) | -1 | 2 | 1 |  | 2.1 | -4.2
| Door Deduction (-) | -1 | 1 | 1.2 |  | 2.1 | -2.52
| Door Deduction (-) | -1 | 1 | 2 |  | 2.1 | -4.2
| Corridor @ MOTs Integration to UPS Room (Long Wall) | 1 | 2 | 20.78 |  | 2.6 | 108.056
| Short Wall | 1 | 2 | 3 |  | 2.6 | 15.6
| Door Deduction (-) | -1 | 2 | 1.5 |  | 2.1 | -6.3
| Door Deduction (-) | -1 | 1 | 1 |  | 2.1 | -2.1
| Door Deduction (-) | -1 | 2 | 1.2 |  | 2.1 | -5.04
| Door Deduction (-) | -1 | 1 | 2 |  | 2.1 | -4.2
| Corridor Deduction (-) | -1 | 2 | 3 |  | 2.6 | -15.6
| Windows Deduction (-) | -1 | 2 | 0.9 |  | 1.7 | -3.06
1306.6874
177 | Supplying and fixing Gyp board Fine line Grid false ceiling (GS-FLC-4.6)using 12.5mm thick Gyp Board sheet tiles of size 595mm x 595mm conforming to IS 2095 - 1992 fixing to Gyp steel precoated GI wall angle of size 25mm x 25mm x 0.70mm thick along the perimeter of ceiling screw fixed to brick work / partition at 610mm center to center and suspending the frame work using precoated GI Tee section (24mm x 38mm x 0.7mm) from soffit at 1220mm center to center fixed with GI Soffit Cleat, rawl plugs and steel expansion fasteners & connecting clip to the GI Tee section with 4mm dia GI rod with galvanised spring steel level clip of PVC unversal holding clips system at 1200mm center to center and fixing the 12.5mm Gypboard sheet tiles of size 595mm x 595mm and finishing two coats of drywall top coat, overheads and contractor profit complete for finished item of work in all floors. False ceiling as per Technical specification
| UPS Room | 1 | 1 | 3.168 | 4.992 |  | 15.8147
| Electrical Room | 1 | 1 | 5.06 | 6.73 |  | 34.0538
| Waiting Area | 1 | 1 | 10.315 | 5.74 |  | 59.2081
| Toilets @ Waiting Area Passage (entry) | 1 | 1 | 1.09 | 5.25 |  | 5.7225
| Passage (Inside) | 1 | 1 | 5.78 | 1.65 |  | 9.537
| Toilet-1 | 1 | 1 | 1.254 | 1.5 |  | 1.881
| Toilet-2 | 1 | 1 | 1.37 | 1.5 |  | 2.055
| Toilet-3 | 1 | 1 | 1.41 | 1.5 |  | 2.115
| Toilet-4 | 1 | 1 | 1.41 | 1.5 |  | 2.115
| MOT'S Integration | 1 | 1 | 10.62 | 5.75
| Post ICU | 1 | 1 | 14.29 | 5.72 |  | 81.7388
| Toilets @ Post ICU Toilet-1 | 1 | 1 | 1.376 | 1.43 |  | 1.9677
| Toilet-2 | 1 | 1 | 1.36 | 1.36 |  | 1.8496
| Toilet-3 | 1 | 1 | 1.38 | 1.26 |  | 1.7388
| Toilet-4 | 1 | 1 | 1.38 | 1.3 |  | 1.794
| Passage | 1 | 1 | 1.82 | 5.75 |  | 10.465
| Extra portion in corridor @ Post ICU | 1 | 1 | 1.49 | 1.8 |  | 2.682
| Electrical/UPS Room | 1 | 1 | 5.9 | 2.1 |  | 12.39
| Surgeons Lounge | 1 | 1 | 5.72 | 5.16 |  | 29.5152
| Toilet @ Surgeons lounge | 1 | 1 | 1.41 | 1.6 |  | 2.256
| Anesthesia Lounge | 1 | 1 | 5.78 | 5.17 |  | 29.8826
| Toilet @ Anesthesian Lounge | 1 | 1 | 1.42 | 1.47 |  | 2.0874
| Clean Store | 1 | 1 | 3 | 2.947 |  | 8.841
| Store Room | 1 | 1 | 5.66 | 5.75 |  | 32.545
| Point of Care Lab | 1 | 1 | 7.75 | 5.74 |  | 44.485
| Wash Area | 1 | 1 | 4.57 | 1.81 |  | 8.2717
| Lab Store | 1 | 1 | 4.57 | 3.83 |  | 17.5031
| Passage Toiles Passage | 1 | 1 | 10.74 | 1.72 |  | 18.4728
| Toilet-1 | 1 | 1 | 1.54 | 1.5 |  | 2.31
| Toilet-2 | 1 | 1 | 1.51 | 1.51 |  | 2.2801
| Toilet-3 | 1 | 1 | 1.45 | 1.56 |  | 2.262
| TICU | 1 | 1 | 5.72 | 14.15 |  | 80.938
| Room | 1 | 1 | 5.73 | 8.85 |  | 50.7105
| Doctor's Room | 1 | 1 | 6.04 | 3.34 |  | 20.1736
| Toilet @ Doctors Room | 1 | 1 | 1.4 | 1.6 |  | 2.24
| Change Room-1 | 1 | 1 | 2.09 | 1.8 |  | 3.762
| Change Room-2 | 1 | 1 | 2.08 | 1.83 |  | 3.8064
| Change Room-3 | 1 | 1 | 2.08 | 1.82 |  | 3.7856
| Change Room-4 | 1 | 1 | 2.09 | 1.8 |  | 3.762
| Passage1 @ Change Room | 1 | 1 | 1.26 | 4.2 |  | 5.292
| Passage2 @ Change Room | 1 | 1 | 5.72 | 1.6 |  | 9.152
| Duty Nurse Room | 1 | 1 | 5.72 | 2.77 |  | 15.8444
| Toilet @ Duty Nurse | 1 | 1 | 1.61 | 1.41 |  | 2.2701
| Counselling Room | 1 | 1 | 5.7 | 2.02 |  | 11.514
| HOD Room | 1 | 1 | 5.72 | 3.3 |  | 18.876
| Toilet @ HOD Room | 1 | 1 | 1.6 | 1.4 |  | 2.24
| CSSD | 1 | 1 | 6.19 | 5.75 |  | 35.5925
| Clean Utility | 1 | 1 | 1.8 | 2.91 |  | 5.238
| Dirty Utility | 1 | 1 | 1.8 | 5.75 |  | 10.35
| Toilets @ Dirty Utility Passage | 1 | 1 | 2.11 | 5.77 |  | 12.1747
| Toilet-1 | 1 | 1 | 1.4 | 1.33 |  | 1.862
| Toilet-2 | 1 | 1 | 1.38 | 1.49 |  | 2.0562
| Toilet-3 | 1 | 1 | 1.4 | 1.27 |  | 1.778
| Toilet-4 | 1 | 1 | 1.4 | 1.3 |  | 1.82
| General Store | 1 | 1 | 3.42 | 3.3 |  | 11.286
764.3638
162 | Providing dadooing to walls with glazed full body porcelain wall tiles of size 300 x 600 mm with any type of design texture such as marble finish, wooden, bamboo, stone finishes etc., scratch less, stain free and thickness between 6-8 mm 1st quality conforming to IS:13711, IS:13712, IS:13630 (Parts 1 to 15) of any colour and finish in all shades and designs with borders as approved by Engineer-in-Charge set over base coat of CM(1:5) 12 mm thick using screened sand with cement slurry of honey like consistency spread at the rate of 3.30 kgs per sqm and jointing with white cement paste mixed with pigment of matching shade to full depth, including cost of all materials like tiles, cement, sand and water etc., complete overheads & contractors profit complete for finished item of work. Dadooing to walls with glazed full body Porcelain wall tiles
| passage-2 Long Wall | 1 | 2 | 5.78 |  | 2.1 | 24.276
| Short Wall | 1 | 2 | 1.65 |  | 2.1 | 6.93
| Door Deduction(-) | -1 | 1 | 1 |  | 2.1 | -2.1
| Toilet -1 Short Wall | 1 | 2 | 1.254 |  | 2.1 | 5.2668
| Long Wall | 1 | 2 | 1.5 |  | 2.1 | 6.3
| Door Deduction(-) | -1 | 2 | 0.75 |  | 2.1 | -3.15
| Toilet-2 Short Wall | 1 | 2 | 1.37 |  | 2.1 | 5.754
| Long Wall | 1 | 2 | 1.5 |  | 2.1 | 6.3
| Door Deduction(-) | -1 | 2 | 0.75 |  | 2.1 | -3.15
| Toilet-3 Short Wall | 1 | 2 | 1.41 |  | 2.1 | 5.922
| Long Wall | 1 | 2 | 1.5 |  | 2.1 | 6.3
| Door Deduction(-) | -1 | 2 | 0.75 |  | 2.1 | -3.15
| Toilet-4 Short Wall | 1 | 2 | 1.41 |  | 2.1 | 5.922
| Long Wall | 1 | 2 | 1.5 |  | 2.1 | 6.3
| Door Deduction(-) | -1 | 2 | 0.75 |  | 2.1 | -3.15
| Post ICU Toilet -1 Short Wall | 1 | 2 | 1.376 |  | 2.1 | 5.7792
| Long Wall | 1 | 2 | 1.43 |  | 2.1 | 6.006
| Door Deduction(-) | -1 | 2 | 0.75 |  | 2.1 | -3.15
| Toilet-2 Short Wall | 1 | 2 | 1.36 |  | 2.1 | 5.712
| Long Wall | 1 | 2 | 1.36 |  | 2.1 | 5.712
| Door Deduction(-) | -1 | 2 | 0.75 |  | 2.1 | -3.15
| Toilet-3 Long Wall | 1 | 2 | 1.38 |  | 2.1 | 5.796
| Short Wall | 1 | 2 | 1.26 |  | 2.1 | 5.292
| Door Deduction(-) | -1 | 2 | 0.75 |  | 2.1 | -3.15
| Toilet-4 Short Wall | 1 | 2 | 1.38 |  | 2.1 | 5.796
| Long Wall | 1 | 2 | 1.38 |  | 2.1 | 5.796
| Door Deduction(-) | -1 | 2 | 0.75 |  | 2.1 | -3.15
| Passage Short Wall | 1 | 2 | 1.82 |  | 2.1 | 7.644
| Long Wall | 1 | 2 | 5.75 |  | 2.1 | 24.15
| Door Deduction(-) | -1 | 1 | 1 |  | 2.1 | -2.1
| Surgeouns Lounge Toilet -1 Short Wall | 1 | 2 | 1.41 |  | 2.1 | 5.922
| Long Wall | 1 | 2 | 1.6 |  | 2.1 | 6.72
| Door Deduction(-) | -1 | 1 | 0.75 |  | 2.1 | -1.575
| Anesthesia Toilet -1 Short Wall | 1 | 2 | 1.42 |  | 2.1 | 5.964
| Long Wall | 1 | 2 | 1.47 |  | 2.1 | 6.174
| Door Deduction(-) | -1 | 1 | 0.75 |  | 2.1 | -1.575
| passage Toilets Long Wall | 1 | 2 | 10.74 |  | 2.1 | 45.108
| Ashort Wall | 1 | 2 | 1.72 |  | 2.1 | 7.224
| Door Deduction(-) | -1 | 1 | 1 |  | 2.1 | -2.1
| Toilet -1 Short Wall | 1 | 2 | 1.54 |  | 2.1 | 6.468
| Long Wall | 1 | 2 | 1.54 |  | 2.1 | 6.468
| Door Deduction(-) | -1 | 2 | 0.75 |  | 2.1 | -3.15
| Toilet-2 Long Wall | 1 | 2 | 1.51 |  | 2.1 | 6.342
| Short Wall | 1 | 2 | 1.51 |  | 2.1 | 6.342
| Door Deduction(-) | -1 | 2 | 0.75 |  | 2.1 | -3.15
| Toilet-3 short Wall | 1 | 2 | 1.45 |  | 2.1 | 6.09
| Long Wall | 1 | 2 | 1.56 |  | 2.1 | 6.552
| Door Deduction(-) | -1 | 2 | 0.75 |  | 2.1 | -3.15
| Doctors Room Toilet Short Wall | 1 | 2 | 1.4 |  | 2.1 | 5.88
| Long Wall | 1 | 2 | 1.6 |  | 2.1 | 6.72
| Door Deduction(-) | -1 | 1 | 0.75 |  | 2.1 | -1.575
| Duty Nurses RoomToilet Long Wall | 1 | 2 | 1.61 |  | 2.1 | 6.762
| Short Wall | 1 | 2 | 1.41 |  | 2.1 | 5.922
| Door Deduction(-) | -1 | 1 | 0.75 |  | 2.1 | -1.575
| HOD Toilet long Wall | 1 | 2 | 1.6 |  | 2.1 | 6.72
| Short Wall | 1 | 2 | 1.4 |  | 2.1 | 5.88
| Door Deduction(-) | -1 | 1 | 0.75 |  | 2.1 | -1.575
| Dirty Utility Passage Short Wall | 1 | 2 | 2.11 |  | 2.1 | 8.862
| Long Wall | 1 | 2 | 5.77 |  | 2.1 | 24.234
| Door Deduction(-) | -1 | 1 | 1 |  | 2.1 | -2.1
| Toilet -1 Short Wall | 1 | 2 | 1.4 |  | 2.1 | 5.88
| Long Wall | 1 | 2 | 1.33 |  | 2.1 | 5.586
| Door Deduction(-) | -1 | 2 | 0.75 |  | 2.1 | -3.15
| Toilet-2 Short Wall | 1 | 2 | 1.38 |  | 2.1 | 5.796
| Long Wall | 1 | 2 | 1.49 |  | 2.1 | 6.258
| Door Deduction(-) | -1 | 2 | 0.75 |  | 2.1 | -3.15
| Toilet-3 Long Wall | 1 | 2 | 1.4 |  | 2.1 | 5.88
| Short Wall | 1 | 2 | 1.27 |  | 2.1 | 5.334
| Door Deduction(-) | -1 | 2 | 0.75 |  | 2.1 | -3.15
| Toilet-4 Long Wall | 1 | 2 | 1.4 |  | 2.1 | 5.88
| Short Wall | 1 | 2 | 1.3 |  | 2.1 | 5.46
| Door Deduction(-) | -1 | 2 | 0.75 |  | 2.1 | -3.15
325.857
163 | Providing dadooing to walls with glazed full body porcelain wall tiles of size 300 x 600 mm with any type of design texture such as marble finish, wooden, bamboo, stone finishes etc., scratch less, stain free and thickness between 6-8 mm 1st quality conforming to IS:13711, IS:13712, IS:13630 (Parts 1 to 15) of any colour and finish in all shades and designs with borders as approved by Engineer-in-Charge set over base coat of CM(1:5) 12 mm thick using screened sand with cement slurry of honey like consistency spread at the rate of 3.30 kgs per sqm and jointing with white cement paste mixed with pigment of matching shade to full depth, including cost of all materials like tiles, cement, sand and water etc., complete overheads & contractors profit complete for finished item of work.Dadooing to walls with glazed full body Ceramic tiles
| TICU Short Wall | 1 | 2 | 5.72 |  | 1.5 | 17.16
| Long Wall | 1 | 2 | 14.15 |  | 1.5 | 42.45
| Door Deduction(-) | -1 | 1 | 1.14 |  | 1.5 | -1.71
| Door Deduction(-) | -1 | 1 | 1.49 |  | 1.5 | -2.235
| MOTs Integration Long Wall | 1 | 2 | 10.62 |  | 1.5
| Short Wall | 1 | 2 | 5.75 |  | 1.5
| Door Deduction(-) | -1 | 1 | 1.5 |  | 1.5
| Door Deduction(-) | -1 | 1 | 1.5 |  | 1.5
| Post ICU Long Wall | 1 | 2 | 14.29 |  | 1.5 | 42.87
| Short Wall | 1 | 2 | 5.72 |  | 1.5 | 17.16
| Door Deduction(-) | -1 | 1 | 1.49 |  | 1.5 | -2.235
| ICU 2 Long Wall | 1 | 2 | 5.73 |  | 1.5 | 17.19
| Short Wall | 1 | 2 | 8.85 |  | 1.5 | 26.55
| Door Deduction(-) | -1 | 1 | 1.48 |  | 1.5 | -2.22
| CSSD Long Wall | 1 | 2 | 6.19 |  | 1.5 | 18.57
| Short Wall | 1 | 2 | 5.75 |  | 1.5 | 17.25
| Door Deduction(-) | -1 | 1 | 1.5 |  | 1.5 | -2.25
| Clean Utility Door Deduction(-) | -1 | 1 | 0.76 |  | 1.5 | -1.14
| Dirty Utility Door Deduction(-) | -1 | 1 | 0.76 |  | 1.5 | -1.14
| Corridor @Dirty Utility | 1 | 2 | 11.05 |  | 1.5 | 33.15
| Door Deduction(-) | -1 | 1 | 1.2 |  | 1.5 | -1.8
| Door Deduction(-) | -1 | 1 | 1 |  | 1.5 | -1.5
| Door Deduction(-) | -1 | 1 | 1.5 |  | 1.5 | -2.25
| Door Deduction(-) | -1 | 1 | 0.75 |  | 1.5 | -1.125
212.745
156 | Filling with light weight concrete in Cement Concrete (1:5:10) proportion using brick jelly for low roofs including cost and conveyance of all materials like cement, sand, brick bats etc., to site including cost of all labour charges for laying concrete, ramming, curing , overheads & contractors profit etc., complete for finished item of work. (APSS. No. 402)
| Toilets @ Waiting AreaToilet-1 | 1 | 1 | 1.254 | 1.5 | 0.5
| Toilet-2 | 1 | 1 | 1.37 | 1.5 | 0.5
| Toilet-3 | 1 | 1 | 1.41 | 1.5 | 0.5
| Toilet-4 | 1 | 1 | 1.41 | 1.5 | 0.5
| Toilets @ Post ICUToilet-1 | 1 | 1 | 1.376 | 1.43 | 0.5
| Toilet-2 | 1 | 1 | 1.36 | 1.36 | 0.5
| Toilet-3 | 1 | 1 | 1.38 | 1.26 | 0.5
| Toilet-4 | 1 | 1 | 1.38 | 1.3 | 0.5
| Passage Toiles Toilet-1 | 1 | 1 | 1.54 | 1.5 | 0.5
| Toilet-2 | 1 | 1 | 1.51 | 1.51 | 0.5
| Toilet-3 | 1 | 1 | 1.45 | 1.56 | 0.5
| Toilet @ HOD Room | 1 | 1 | 1.6 | 1.4 | 0.5
| Toilets @ Dirty Utility Toilet-1 | 1 | 1 | 1.4 | 1.33 | 0.5
| Toilet-2 | 1 | 1 | 1.38 | 1.49 | 0.5
| Toilet-3 | 1 | 1 | 1.4 | 1.27 | 0.5
| Toilet-4 | 1 | 1 | 1.4 | 1.3 | 0.5
Providing impervious coat to exposed RCC roof slab surfaces of sump, sump side wall,sump bottom slab, in side of septic tank, in sunken slabs etc. to required slopes with CM (1:3) prop. using screened sand 12mm thick mixed with integral cement water proofing liquid confirming to IS: 2645-2003 manufactured by reputed manufacturers as approved by Engineer-in-charge at 1 Kg per one bag of cement, laid over roof slab when it is green, finished smooth with a floating coat of neat cement and thread lining at regular intervals of 45cmx45cm where ever necessary including cost and conveyance of all materials like cement, sand, water proofing compound, water etc., to site, including sales & other taxes on all materials and operational, incidental, and labour charges for mixing mortar, laying, lift charges, rendering smooth and thread lining, curing including rounding off junctions of wall and slab etc., and overheads & contractors profit complete for finished item of work. (APSS No. 901 & 903).
| Toilets @ Waiting Area Toilet-1 | 1 | 1 | 1.254 | 1.5
| Toilet-2 | 1 | 1 | 1.37 | 1.5
| Toilet-3 | 1 | 1 | 1.41 | 1.5
| Toilet-4 | 1 | 1 | 1.41 | 1.5
| Toilets @ Post ICU Toilet-1 | 1 | 1 | 1.376 | 1.43
| Toilet-2 | 1 | 1 | 1.36 | 1.36
| Toilet-3 | 1 | 1 | 1.38 | 1.26
| Toilet-4 | 1 | 1 | 1.38 | 1.3
| Toilet @ Surgeons lounge | 1 | 1 | 1.41 | 1.6
| Toilet @ Anesthesian Lounge | 1 | 1 | 1.42 | 1.47
| Passage Toiles Toilet-1 | 1 | 1 | 1.54 | 1.5
| Toilet-2 | 1 | 1 | 1.51 | 1.51
| Toilet-3 | 1 | 1 | 1.45 | 1.56
| Toilet @ Doctors Room | 1 | 1 | 1.4 | 1.6
| Toilet @ Duty Nurse | 1 | 1 | 1.61 | 1.41
| Toilet @ HOD Room | 1 | 1 | 1.6 | 1.4
| Toilets @ Dirty Utility Toilet-1 | 1 | 1 | 1.4 | 1.33
| Toilet-2 | 1 | 1 | 1.38 | 1.49
| Toilet-3 | 1 | 1 | 1.4 | 1.27
| Toilet-4 | 1 | 1 | 1.4 | 1.3
Vinyl Flooring
| Post ICU | 1 | 1 | 14.29 | 5.72 |  | 81.7388
| Extra portion in corridor @ Post ICU | 1 | 1 | 1.49 | 1.8 |  | 2.682
| Electrical Room-2 | 1 | 1 | 4.175 | 2.1 |  | 8.7675
| Surgeons Lounge | 1 | 1 | 5.72 | 5.16 |  | 29.5152
| Anesthesia Lounge | 1 | 1 | 5.78 | 5.17 |  | 29.8826
| Clean Store | 1 | 1 | 3 | 2.947 |  | 8.841
| SterileStore Room | 1 | 1 | 5.66 | 5.75 |  | 32.545
| Point of Care Lab | 1 | 1 | 7.75 | 5.74 |  | 44.485
| Wash Area | 1 | 1 | 4.57 | 1.81 |  | 8.2717
| Lab Store | 1 | 1 | 4.57 | 3.83 |  | 17.5031
| TICU | 1 | 1 | 5.72 | 14.15 |  | 80.938
| Room | 1 | 1 | 5.73 | 8.85 |  | 50.7105
| Doctor's Room | 1 | 1 | 6.04 | 3.34 |  | 20.1736
| Change Room-1 | 1 | 1 | 2.09 | 1.8 |  | 3.762
| Change Room-2 | 1 | 1 | 2.08 | 1.83 |  | 3.8064
| Change Room-3 | 1 | 1 | 2.08 | 1.82 |  | 3.7856
| Change Room-4 | 1 | 1 | 2.09 | 1.8 |  | 3.762
| Passage1 @ Change Room | 1 | 1 | 1.26 | 4.2 |  | 5.292
| Passage2 @ Change Room | 1 | 1 | 5.72 | 1.6 |  | 9.152
| Duty Nurse Room | 1 | 1 | 5.72 | 2.77 |  | 15.8444
| Corridor-A | 1 | 1 | 31.45 | 2.9 |  | 91.205
| Corridor-D | 1 | 1 | 22.84 | 2.9 |  | 66.236
| Corridor-C | 1 | 1 | 5.978 | 2.9 |  | 17.3362
| MOTs Integration Room | 1 | 1 | 10.62 | 5.75
636.2356
Coving Area
| Post ICU Long Wall Long Wall | 1 | 2 | 14.29 |  | 0.1 | 2.858
| Short Wall | 1 | 2 | 5.72 |  | 0.1 | 1.144
| Extra portion in corridor @ Post ICU Long Wall | 1 | 2 | 1.49 |  | 0.1 | 0.298
| Short Wall | 1 | 2 | 5.72 |  | 0.1 | 1.144
| Electrical Room-2 Long Wall | 1 | 2 | 5.9 |  | 0.1 | 1.18
| Short Wall | 1 | 2 | 1.8 |  | 0.1 | 0.36
| Surgeons Lounge Long Wall | 1 | 2 | 5.72 |  | 0.1 | 1.144
| Short Wall | 1 | 2 | 2.1 |  | 0.1 | 0.42
| Anesthesia Lounge Long Wall | 1 | 2 | 5.78 |  | 0.1 | 1.156
| Short Wall | 1 | 2 | 5.16 |  | 0.1 | 1.032
| Clean Store Short Wall | 1 | 2 | 3 |  | 0.1 | 0.6
| Long Wall | 1 | 2 | 5.17 |  | 0.1 | 1.034
| Store Room Long Wall | 1 | 2 | 5.66 |  | 0.1 | 1.132
| Short Wall | 1 | 2 | 2.94 |  | 0.1 | 0.588
| Point of Care Lab Long Wall | 1 | 2 | 7.75 |  | 0.1 | 1.55
| Short Wall | 1 | 2 | 5.75 |  | 0.1 | 1.15
| Wash Area Short Wall | 1 | 2 | 4.57 |  | 0.1 | 0.914
| Long Wall | 1 | 2 | 5.74 |  | 0.1 | 1.148
| Lab Store Long Wall | 1 | 2 | 4.57 |  | 0.1 | 0.914
| Short Wall | 1 | 2 | 1.81 |  | 0.1 | 0.362
| TICU Long wall | 1 | 2 | 5.72 |  | 0.1 | 1.144
| Short Wall | 1 | 2 | 3.83 |  | 0.1 | 0.766
| Room Short Wall | 1 | 2 | 5.73 |  | 0.1 | 1.146
| Long Wall | 1 | 2 | 14.15 |  | 0.1 | 2.83
| Doctor's Room Short Wall | 1 | 2 | 6.04 |  | 0.1 | 1.208
| Long Wall | 1 | 2 | 8.85 |  | 0.1 | 1.77
| Change Room-1 Short Wall | 1 | 2 | 2.09 |  | 0.1 | 0.418
| Long Wall | 1 | 2 | 3.34 |  | 0.1 | 0.668
| Change Room-2 Long Wall | 1 | 2 | 2.08 |  | 0.1 | 0.416
| Short Wall | 1 | 2 | 1.8 |  | 0.1 | 0.36
| Change Room-3 Long Wall | 1 | 2 | 2.08 |  | 0.1 | 0.416
| Short Wall | 1 | 2 | 1.83 |  | 0.1 | 0.366
| Change Room-4 Long Wall | 1 | 2 | 2.09 |  | 0.1 | 0.418
| Short Wall | 1 | 2 | 1.82 |  | 0.1 | 0.364
| Passage1 @ Change Room Short Wall | 1 | 2 | 1.26 |  | 0.1 | 0.252
| Long Wall | 1 | 2 | 4.2 |  | 0.1 | 0.84
| Passage2 @ Change Room Long Wall | 1 | 2 | 5.72 |  | 0.1 | 1.144
| Short Wall | 1 | 2 | 1.6 |  | 0.1 | 0.32
| Duty Nurse Room Long Wall | 1 | 2 | 5.72 |  | 0.1 | 1.144
| Short Wall | 1 | 2 | 2.77 |  | 0.1 | 0.554
| MOTs Integration long wall | 1 | 2 | 10.62 |  | 0.1 | 2.124
| MOTs Integration short wall | 1 | 2 | 5.75 |  | 0.1 | 1.15
39.946
Scientific Doors with metal door frames and door shutters made of galvanize steel
Supply and fabricating,erecting and fixing inposition trusses of approved design with structural steel other than MS.
Supply and fixing of pre painted Galvalume Trapezoidal Profile Roofing with 0.50mm Thickness.
4" (101.6mm) multi floor trap with jali - UPVC/SWR
| ICU 2 Toilets | 1 | 7 |  |  |  | 7
| Poat ICU | 1 | 7 |  |  |  | 7
| TIC Toilets | 1 | 6 |  |  |  | 6
| Dirty Utility @ Toilets | 1 | 7 |  |  |  | 7
| Dirty Utility Room | 1 | 1 |  |  |  | 1
| Wash Area | 1 | 1 |  |  |  | 1
| Surgeouns Loung | 1 | 2 |  |  |  | 2
| Anesthesia Lounge | 1 | 2 |  |  |  | 2
| Dr Room | 1 | 2 |  |  |  | 2
| Duty Nurse Toilet | 1 | 2 |  |  |  | 2
| Change Rooms Passage | 1 | 1 |  |  |  | 1
| HOD Room | 1 | 2 |  |  |  | 2
| Scrub Stations | 1 | 4 |  |  |  | 4
44
580mm x 440mm long Orissa pan white glazed Water Closet
| ICU 2 Toilets | 1 | 1 |  |  |  | 1
| Post ICU Toilet | 1 | 1 |  |  |  | 1
| TICU Toilet | 1 | 1 |  |  |  | 1
| Toilet @ Dirty Utility | 1 | 1 |  |  |  | 1
| European Water Closet of 1st quality | [5 empty] | 0
| ICU 2 Toilets | 1 | 1 |  |  |  | 1
| Post ICU Toilet | 1 | 1 |  |  |  | 1
| TICU Toilet | 1 | 1 |  |  |  | 1
| Toilet @ Dirty Utility | 1 | 1 |  |  |  | 1
| Surgeouns Loung | 1 | 1 |  |  |  | 1
| Anesthesia Lounge | 1 | 1 |  |  |  | 1
| Dr Room | 1 | 1 |  |  |  | 1
| Duty Nurse Toilet | 1 | 1 |  |  |  | 1
| HOD Room | 1 | 1 |  |  |  | 1
13
Indian make Flat Back Wash Hand Basin 1st quality
| ICU 2 Toilets | 1 | 2 |  |  |  | 2
| Post ICU Toilet | 1 | 2 |  |  |  | 2
| TICU Toilet | 1 | 2 |  |  |  | 2
| Toilet @ Dirty Utility | 1 | 2 |  |  |  | 2
| Surgeouns Loung | 1 | 1 |  |  |  | 1
| Anesthesia Lounge | 1 | 1 |  |  |  | 1
| Dr Room | 1 | 1 |  |  |  | 1
| Duty Nurse Toilet | 1 | 1 |  |  |  | 1
| HOD Room | 1 | 1 |  |  |  | 1
| Change Rooms Passage | 1 | 1 |  |  |  | 1
| Wash Area | 1 | 1 |  |  |  | 1
| CP finish brass soap dish | [5 empty] | 0
| ICU 2 Toilets | 1 | 3 |  |  |  | 3
| Post ICU Toilet | 1 | 4 |  |  |  | 4
| TICU Toilet | 1 | 3 |  |  |  | 3
| Toilet @ Dirty Utility | 1 | 4 |  |  |  | 4
| Surgeouns Loung | 1 | 1 |  |  |  | 1
| Anesthesia Lounge | 1 | 1 |  |  |  | 1
| Dr Room | 1 | 1 |  |  |  | 1
| Duty Nurse Toilet | 1 | 1 |  |  |  | 1
| HOD Room | 1 | 1 |  |  |  | 1
| Change Rooms Passage | 1 | 1 |  |  |  | 1
| Wash Area | 1 | 1 |  |  |  | 1
36
TV shape mirror with plastic frame of size 609.6mm x 457.2mm
| ICU 2 Toilets | 1 | 2 |  |  |  | 2
| Post ICU Toilet | 1 | 2 |  |  |  | 2
| TICU Toilet | 1 | 2 |  |  |  | 2
| Toilet @ Dirty Utility | 1 | 2 |  |  |  | 2
| Surgeouns Loung | 1 | 1 |  |  |  | 1
| Anesthesia Lounge | 1 | 1 |  |  |  | 1
| Dr Room | 1 | 1 |  |  |  | 1
| Duty Nurse Toilet | 1 | 1 |  |  |  | 1
| HOD Room | 1 | 1 |  |  |  | 1
| Change Rooms Passage | 1 | 1 |  |  |  | 1
| Wash Area | 1 | 1 |  |  |  | 1
15
25.4mm dia , 609.6mm long aluminium anodized towel rods
| ICU 2 Toilets | 1 | 3 |  |  |  | 3
| Post ICU Toilet | 1 | 4 |  |  |  | 4
| TICU Toilet | 1 | 3 |  |  |  | 3
| Toilet @ Dirty Utility | 1 | 4 |  |  |  | 4
| Surgeouns Loung | 1 | 1 |  |  |  | 1
| Anesthesia Lounge | 1 | 1 |  |  |  | 1
| Dr Room | 1 | 1 |  |  |  | 1
| Duty Nurse Toilet | 1 | 1 |  |  |  | 1
| HOD Room | 1 | 1 |  |  |  | 1
| Change Rooms Passage | 1 | 1 |  |  |  | 1
| Wash Area | 1 | 1 |  |  |  | 1
21
15 mm brass body CP finish bib tap of not less than 300 grams weight
| ICU 2 Toilets | 1 | 3 |  |  |  | 3
| Post ICU Toilet | 1 | 4 |  |  |  | 4
| TICU Toilet | 1 | 3 |  |  |  | 3
| Toilet @ Dirty Utility | 1 | 4 |  |  |  | 4
| Self Closing Tap - Push Type | [5 empty] | 0
| ICU 2 Toilets | 1 | 2 |  |  |  | 2
| Post ICU Toilet | 1 | 2 |  |  |  | 2
| TICU Toilet | 1 | 2 |  |  |  | 2
| Toilet @ Dirty Utility | 1 | 2 |  |  |  | 2
| Surgeouns Loung | 1 | 1 |  |  |  | 1
| Anesthesia Lounge | 1 | 1 |  |  |  | 1
| Dr Room | 1 | 1 |  |  |  | 1
| Duty Nurse Toilet | 1 | 1 |  |  |  | 1
| HOD Room | 1 | 1 |  |  |  | 1
| Change Rooms Passage | 1 | 1 |  |  |  | 1
| Wash Area | 1 | 1 |  |  |  | 1
29
Chromium plated finish brass body quarter turn Bibcock cum Health Faucet
| ICU 2 Toilets | 1 | 1 |  |  |  | 1
| Post ICU Toilet | 1 | 1 |  |  |  | 1
| TICU Toilet | 1 | 1 |  |  |  | 1
| Toilet @ Dirty Utility | 1 | 1 |  |  |  | 1
| Surgeouns Loung | 1 | 1 |  |  |  | 1
| Anesthesia Lounge | 1 | 1 |  |  |  | 1
| Dr Room | 1 | 1 |  |  |  | 1
| Duty Nurse Toilet | 1 | 1 |  |  |  | 1
| HOD Room | 1 | 1 |  |  |  | 1
| ICU 2 Toilets | 1 | 2 |  |  |  | 2
| Post ICU Toilet | 1 | 2 |  |  |  | 2
| TICU Toilet | 1 | 2 |  |  |  | 2
| Toilet @ Dirty Utility | 1 | 2 |  |  |  | 2
| Surgeouns Loung | 1 | 1 |  |  |  | 1
| Anesthesia Lounge | 1 | 1 |  |  |  | 1
| Dr Room | 1 | 1 |  |  |  | 1
| Duty Nurse Toilet | 1 | 1 |  |  |  | 1
| HOD Room | 1 | 1 |  |  |  | 1
| Change Rooms Passage | 1 | 1 |  |  |  | 1
| Wash Area | 1 | 1 |  |  |  | 1
24
Ashirvad/ Ajay/ Astral Flowguard or equivalent CPVC Pipes and Fittings - 15.90mm OD pipe
Ashirvad/Ajay/Astral Flowguard or equivalent CPVC Pipes and Fittings - 22.20mm OD pipe
Ashirvad/ Ajay/ Astral Flowguard or equivalent CPVC Pipes and Fittings -28.60mm OD pipe
Bronze Gate/ Globe valve - 25mm Nominal bore
SWR PVC pipes (Prince/ Sudhakar/ Kisan/ Supreme or any ISI brand) 4 Kg/Sq.cm. - 75mmdia
SWR PVC pipes (Prince/ Sudhakar/ Kisan/ Supreme or any ISI brand) 4 Kg/Sq.cm. -110mmdia
Supplying and fixing15 mm nominal size 152.0 mm CP finish iron body shower rose 1st quality including cost and conveyance of all materials, labour charges , overheads & contractors profit for finished item of work in all floors.
| ICU 2 Toilets | 1 | 1 |  |  |  | 1
| Post ICU Toilet | 1 | 2 |  |  |  | 2
| TICU Toilet | 1 | 1 |  |  |  | 1
| Toilet @ Dirty Utility | 1 | 2 |  |  |  | 2
6
Supply and Fixing of white glazed flat back bowl urinals
Granite Flooring
| UPS Room | 1 | 1 | 3.168 | 4.992 |  | 15.8147
| Electrical Room | 1 | 1 | 6.75 | 5 |  | 33.75
| Waiting Area | 1 | 1 | 10.315 | 5.74 |  | 59.2081
| Counselling Room | 1 | 1 | 5.7 | 2.02 |  | 11.514
| HOD Room | 1 | 1 | 5.72 | 3.3 |  | 18.876
| CSSD Room | 1 | 1 | 6.19 | 5.75 |  | 35.5925
| Clean utility room deduction (-) | -1 | -1 | 1.9 | 3.01 |  | 5.719
| Clean Utility Room | 1 | 1 | 1.8 | 2.91 |  | 5.238
| Dirty Utility Room | 1 | 1 | 1.8 | 5.75 |  | 10.35
| Corridor infront of CSSD to Dirty Utility | 1 | 1 | 11.7 | 2.9 |  | 33.93
| Corridor infront of HOD Room | 1 | 1 | 8.94 | 2.9 |  | 25.926
| Corridor Infront of UPS Room to MOTs Integration Room | 1 | 1 | 19.36 | 2.9 |  | 56.144
| Main Entry Corridor | 1 | 1 | 6.1 | 2.9 |  | 17.69
| Entry @ passage Toilets | 1 | 1 | 6.7 | 1.68 |  | 11.256
341.0083
Skirting to Granite Flooring
| UPS Room (Long Wall) | 1 | 1 | 3.168 |  |  | 3.168
| Short Wall | 1 | 1 | 4.992 |  |  | 4.992
| Door Deduction (-) | -1 | 1 | 1.2 |  |  | -1.2
| Electrical Room (Long Wall) | 1 | 1 | 6.75 |  |  | 6.75
| Short Wall | 1 | 1 | 5 |  |  | 5
| Door Deduction (-) | -1 | 1 | 1.2 |  |  | -1.2
| Waiting Area (Long Wall) | 1 | 1 | 10.315 |  |  | 10.315
| Short Wall | 1 | 1 | 5.74 |  |  | 5.74
| Door Deduction (-) | -1 | 1 | 1.2 |  |  | -1.2
| MOTs IntegrationRoom (Long Wall) | 1 | 1 | 10.62 |  |  | 10.62
| Short Wall | 1 | 1 | 5.75 |  |  | 5.75
| Door Deduction (-) | -1 | 2 | 1.5 |  |  | -3
| Counselling Room (Long Wall) | 1 | 1 | 5.7 |  |  | 5.7
| Short Wall | 1 | 1 | 2.02 |  |  | 2.02
| Door Deduction (-) | -1 | 1 | 1 |  |  | -1
| HOD Room (Long Wall) | 1 | 1 | 5.72 |  |  | 5.72
| Short Wall | 1 | 1 | 3.3 |  |  | 3.3
| Short Wall | -1 | 1 | 1 |  |  | -1
| CSSD Room (Long Wall) | 1 | 1 | 6.19 |  |  | 6.19
| Short Wall | 1 | 1 | 5.75 |  |  | 5.75
| Door Deduction (-) | -1 | 1 | 1.5 |  |  | -1.5
| Clean Utility Room (Long Wall) | 1 | 1 | 1.8 |  |  | 1.8
| Short Wall | 1 | 1 | 2.91 |  |  | 2.91
| Door Deduction (-) | -1 | 1 | 0.8 |  |  | -0.8
| Dirty Utility Room (Long Wall) | 1 | 1 | 1.8 |  |  | 1.8
| Short Wall | 1 | 1 | 5.75 |  |  | 5.75
| Door Deduction (-) | -1 | 1 | 0.8 |  |  | -0.8
| Corridor infront of CSSD to Dirty Utility (Long Wall) | 1 | 1 | 11.7 |  |  | 11.7
| Short Wall | 1 | 1 | 2.9 |  |  | 2.9
| Door Deduction (-) | -1 | 1 | 2 |  |  | -2
| Door Deduction (-) | -1 | 1 | 1.5 |  |  | -1.5
| Door Deduction (-) | -1 | 1 | 1.2 |  |  | -1.2
| Door Deduction (-) | -1 | 1 | 1 |  |  | -1
| Door Deduction (-) | -1 | 1 | 0.8 |  |  | -0.8
| Corridor infront of HOD Room (Long Wall) | 1 | 1 | 8.94 |  |  | 8.94
| Short Wall | 1 | 1 | 2.9 |  |  | 2.9
| Door Deduction (-) | -1 | 1 | 1.2 |  |  | -1.2
| Door Deduction (-) | -1 | 2 | 1 |  |  | -2
| Corridor Deduction (-) | -1 | 1 | 2.9 |  |  | -2.9
| Door Deduction (-) | -1 | 1 | 2 |  |  | -2
| Corridor Infront of UPS Room to MOTs Integration Room (Long Wall) | 1 | 1 | 19.36 |  |  | 19.36
| Short Wall | 1 | 1 | 2.9 |  |  | 2.9
| Door Deduction (-) | -1 | 2 | 1.5 |  |  | -3
| Door Deduction (-) | -1 | 1 | 1 |  |  | -1
| Door Deduction (-) | -1 | 1 | 1.2 |  |  | -1.2
| Door Deduction (-) | -1 | 1 | 0.75 |  |  | -0.75
| Door Deduction (-) | -1 | 1 | 2 |  |  | -2
| Corridor Deduction (-) | -1 | 2 | 2.9 |  |  | -5.8
| Main Entry Corridor (Long Wall) | 1 | 1 | 6.1 |  |  | 6.1
| Short Wall | 1 | 1 | 2.9 |  |  | 2.9
| Door Deduction (-) | -1 | 1 | 1.2 |  |  | -1.2
| Door Deduction (-) | -1 | 1 | 2 |  |  | -2
| Corridor Deduction (-) | -1 | 1 | 2.9 |  |  | -2.9
| Entry @ passage Toilets | 1 | 2 | 6.7 |  |  | 13.4
|  | 1 | 2 | 1.68 |  |  | 3.36
| Door Deduction (-) | -1 | 2 | 1.2 |  |  | -2.4
119.185
Electro conductive flooring inside MOTs
| OT-1 | 1 | 1 | 6.54 | 5.29 |  | 34.5966
| OT-2 | 1 | 1 | 6.57 | 5.28 |  | 34.6896
| OT-3 | 1 | 1 | 6.43 | 5.46 |  | 35.1078
| OT-4 | 1 | 1 | 6.5 | 5.47 |  | 35.555
139.949
Electro conductive flooring inside MOTs
| OT-5 | 1 | 1 | 6.81 | 5.41 |  | 36.8421
| OT-6 | 1 | 1 | 6.79 | 5.41 |  | 36.7339
73.576
Electro conductive flooring inside TIRs
| TIR-1 | 1 | 1 | 5.59 | 4.95 |  | 27.6705
| TIR-2 | 1 | 1 | 5.49 | 4.84 |  | 26.5716
| TIR-3 | 1 | 1 | 5.71 | 3.15 |  | 17.9865
72.2286
Vinyl Flooring in MOTs Corridor
| Corridor OT-1 to OT-4 | 1 | 1 | 16.01 | 2.8 |  | 44.828
| Corridor OT-5 to OT-6 | 1 | 1 | 14.17 | 2.8 |  | 39.676
84.504
Vinyl Flooring in TIR Corridor
| Corridor TIR-3 to Duty Nurse Room | 1 | 1 | 21.9 | 3 |  | 65.7
| Corridor Anesthetist Lounge to Tir-2 | 1 | 1 | 18.2 | 3.4 |  | 61.88
127.58
Wall Tiles at Entrance
| Entrance Corridor | 1 | 2 | 6.1 |  | 2.6 | 31.72
| Door Deduction (-) | -1 | 1 | 1.2 |  | 2.1 | -2.52
| Corridor Infront of UPS Room to MOTs Integration Room (Long Wall) | 1 | 2 | 19.36 |  | 2.6 | 100.672
| Door Deduction (-) | -1 | 2 | 1.5 |  | 2.1 | -6.3
| Door Deduction (-) | -1 | 1 | 1 |  | 2.1 | -2.1
| Door Deduction (-) | -1 | 1 | 1.2 |  | 2.1 | -2.52
| Corridor Deduction (-) | -1 | 2 | 2.9 |  | 2.6 | -15.08
| Door Deduction (-) | -1 | 1 | 1 |  | 2.1 | -2.1
| Window Deduction | -1 | 3 | 0.9 |  | 1.7 | -4.59
| Corridor infront of HOD Room (Long Wall) | 1 | 1 | 8.94 |  | 2.6 | 23.244
| Door Deduction (-) | -1 | 2 | 1 |  | 2.1 | -4.2
| Door Deduction (-) | -1 | 1 | 1.2 |  | 2.1 | -2.52
113.706

## Sheet4
PCGI Wall Panels
Post ICU Corridor Long | 1 | 2 | 22.55 | 1.5 | 67.65
Deduction(-)SD | -1 | 1 | 2 | 1.5 | -3
Deduction(-) Corridor | -1 | 1 | 2.73 | 1.5 | -4.095
Deduction(-) Fire Exit Door | -1 | 1 | 1.16 | 1.5 | -1.74
Deduction(-) Toilet Door | -1 | 1 | 1 | 1.5 | -1.5
Deduction(-) Post ICU Door | -1 | 1 | 1.5 | 1.5 | -2.25
Short | 1 | 1 | 2.81 | 1.5 | 4.215
Deduction(-)Access Control Door | -1 | 1 | 2 | 1.5 | -3
Short | 1 | 1 | 1.94 | 1.5 | 2.91
Fire Exit Corridor Long | 1 | 1 | 6 | 1.5 | 9
Fire Exit Corridor Long | 1 | 1 | 6.81 | 1.5 | 10.215
Short | 1 | 1 | 2.84 | 1.5 | 4.26
Deduction(-) Fire Exit Door | -1 | 1 | 1.8 | 1.5 | -2.7
Corridor Ar Clean Store to Clean Utility | 1 | 2 | 31.26 | 1.5 | 93.78
Door Deduction(-) Sterile Store, Point Of Care Lab | -1 | 2 | 1.5 | 1.5 | -4.5
Door Deduction(-) Corridoor | -1 | 3 | 2 | 1.5 | -9
Door Deduction(-) Lab Store | -1 | 1 | 1 | 1.5 | -1.5
Window Deduction(-) Clean Utility | -1 | 1 | 1.6 | 1.5 | -2.4
Short | 1 | 2 | 2.65 | 1.5 | 7.95
Door Deduction(-) Corridor | -1 | 1 | 2 | 1.5 | -3
Door Deduction(-) Clean Store | -1 | 1 | 1 | 1.5 | -1.5
159.795
Description | QTY | Unit Rate | Amount
PCGI Wall Paneling | 297.52 | 7450 | 2216524
PCGI Ceiling Paneling | 163.08 | 7450 | 1214946
| Total (A) |  | 3431470
False Ceiling | 163.08 | 1800 | 293544
Wall Putty | 183.9 | 270 | 49653
Painting | 183.9 | 360 | 66204
Dadoing | 160 | 1440 | 230400
| Total (B) |  | 639801
Saving in cost for deleting PCGI Wall & Ceiling Panels I Revised Estimate |  | A-B | 2791669

## Sheet2
Description | QTY | Unit Rate | Amount
PCGI Wall Paneling | 297.52 | 7450 | 2216524
PCGI Ceiling Paneling | 163.08 | 7450 | 1214946
| Total (A) |  | 3431470
Acoustic Wall Paneling | 100 | 6000 | 600000
Acoustic Ceiling Paneling | 61 | 6000 | 366000
Wooden Flooring | 64 | 3000 | 192000
| Total (B) |  | 1158000
| C = (A+B) |  | 4589470
False Ceiling | 200 | 1800 | 360000
Wall Putty | 183.9 | 270 | 49653
Painting | 354 | 360 | 127440
Dadoing | 51 | 1440 | 73440
Vinyl Flooring | 62 | 3000 | 186000
| Total (D) |  | 796533
Final Cost for PCGI paneling after deducting respective parameters for RE-2 |  | C-D | 3792937