## Bill1&Part
DETAILED MEASUREMENTS
| Name of the work: Design,Fabrication,Installation and Commissioning on Turnkeybasis the work of "Establishment of State Organ Transplant Centre" in the 8th Floor,SW-Block of Gandhi Hospital,Secunderanad. | [7 empty] | Agency: M/s. MPS ASTA Consortium | [5 empty] | Agt.No:256/A/ TSMIDC/SOTC/Spl.Proj/2022-23,dt:08:02:2023
Date Of Measurement | Discription Of Work etc., | Measurements Up to date | [7 empty] | Per | Total Volume |  | Deduct/previous Measurements |  | Since last measurement |  |  | Remarks
|  | No |  | L | B | D | Content | Rs | Ps. |  | Rs. | Ps | P.No. | Qty. | Qty | Value
[16 empty] | Rs. | Ps.
Dismantling, clearing away and carefully stacking useful materials for re-use and disposal of unserviceable materials with 100m lead as directed by Executive Engineer duly taking actual premeasurements before dismantling including all labour charges , overheads & contractor profit etc., complete (Brick Masonary)
| MOT'S Integration Room Partition Walls | 1 | 1 | 4.5 | 0.15 | 3 | 2.025
| do | 1 | 1 | 5.8 | 0.15 | 3.45 | 3.0015
| Selves Wall | 1 | 3 | 0.55 | 0.15 | 2.1 | 0.51975
| do | 1 | 3 | 0.45 | 0.15 | 2.1 | 0.42525
| For Door | 1 | 1 | 3 | 0.23 | 2.6 | 1.794
| Door Deduction(-) | -1 | 1 | 1.2 | 0.23 | 2.6 | -0.7176
| For Door | 1 | 1 | 4 | 0.23 | 2.6 | 2.392
| Door Deduction(-) | -1 | 1 | 1.2 | 0.23 | 2.3 | -0.6348
| Window Deduction | -1 | 1 | 0.9 | 0.23 | 1.7 | -0.3519
| Selves Wall | 1 | 5 | 0.75 | 0.15 | 0.8 | 0.45
| Post ICU Room Partition Walls | 1 | 3 | 5.8 | 0.15 | 3 | 7.83
| Selves Wall | 4 | 3 | 0.45 | 0.15 | 2.1 | 1.701
| For Door | 1 | 1 | 1.73 | 0.23 | 2.6 | 1.0345
| Toilet At POST ICU Room Low Roof Bricks | 1 | 4 | 1.4 | 1.35 | 0.5 | 3.78
| OT-1 Room Partition Walls | 1 | 1 | 5.7 | 0.15 | 3 | 2.565
| Selves Wall | 2 | 2 | 0.45 | 0.15 | 2.1 | 0.567
| Toilet Walls | 1 | 2 | 6.4 | 0.15 | 3.45 | 6.624
| Door Deduction(-) | -1 | 2 | 0.75 | 0.15 | 2.1 | -0.4725
| Partition OT 1 to OT 2 | 1 | 1 | 2.1 | 0.15 | 2.1 | 0.6615
| Partition Walls | 1 | 1 | 2.9 | 0.23 | 3 | 2.001
| For Door | 1 | 1 | 2.65 | 0.23 | 2.6 | 1.5847
| Door Deduction(-) | -1 | 1 | 1 | 0.23 | 2.6 | -0.598
| OT-2 Room Main Door Wall | 1 | 1 | 2.9 | 0.23 | 2.6 | 1.7342
| Door Deduction(-) | -1 | 1 | 1.2 | 0.23 | 2.6 | -0.7176
| Toilet Walls | 1 | 2 | 6.4 | 0.15 | 3.45 | 6.624
| Door Deduction(-) | -1 | 2 | 0.75 | 0.15 | 2.1 | -0.4725
| Partition Walls | 1 | 1 | 5.7 | 0.15 | 3 | 2.565
| Selves Wall | 1 | 2 | 0.45 | 0.15 | 2.1 | 0.2835
| For Door | 1 | 1 | 2.55 | 0.23 | 2.6 | 1.5249
| Door Deduction(-) | -1 | 1 | 1.2 | 0.23 | 2.6 | -0.7176
| Window Deduction(-) | -1 | 1 | 0.9 | 0.23 | 1.8 | -0.3726
| OT-3 Room Partition Walls | 1 | 1 | 5.7 | 0.15 | 3 | 2.565
| Main Door Wall | 1 | 1 | 2.6 | 0.23 | 2.6 | 1.5548
| Door Deduction(-) | -1 | 1 | 1.8 | 0.23 | 2.6 | -1.0764
| Selves Wall | 2 | 2 | 0.45 | 0.15 | 2.1 | 0.567
| Partition Walls OT-3 to OT -4 | 1 | 1 | 2.1 | 0.15 | 2.6 | 0.819
| Door Deduction(-) | -1 | 1 | 1.5 | 0.15 | 2.1 | -0.4725
| Toilet Walls | 1 | 2 | 6.4 | 0.15 | 3.45 | 6.624
| Door Deduction(-) | -1 | 2 | 0.75 | 0.15 | 2.1 | -0.4725
| OT-4 Room Main Door Wall | 1 | 1 | 2.6 | 0.23 | 2.6 | 1.5548
| Door Deduction(-) | -1 | 1 | 1.8 | 0.23 | 2.1 | -0.8694
| Partition wall | 1 | 1 | 5.7 | 0.15 | 3 | 2.565
| Toilet Walls | 1 | 1 | 3.2 | 0.15 | 3.45 | 1.656
| Door Deduction(-) | -1 | 1 | 0.75 | 0.15 | 2.1 | -0.23625
| Selves Wall | 2 | 2 | 0.45 | 0.15 | 2.1 | 0.567
| OT-5 Room Main Door Wall | 1 | 1 | 2.6 | 0.23 | 2.6 | 1.5548
| Door Deduction(-) | -1 | 1 | 1.8 | 0.23 | 2.1 | -0.8694
| Partition Wall | 1 | 1 | 5.2 | 0.23 | 3 | 3.588
| Toilet Wall | 1 | 1 | 5.6 | 0.15 | 3.45 | 2.898
| Door Deduction(-) | -1 | 1 | 0.75 | 0.15 | 2.1 | -0.23625
| Toilet partition Wall | 1 | 1 | 2.5 | 0.15 | 2.1 | 0.7875
| OT -6 Room Main Door Wall | 1 | 1 | 2.6 | 0.23 | 2.6 | 1.5548
| Anesthesia Lounge Main Door Wall | 1 | 1 | 2.6 | 0.23 | 2.6 | 1.5548
| Surgeouns Lounge Main Door Wall | 1 | 1 | 1.7 | 0.23 | 2.6 | 1.0166
| Sterail Store Room Main Door Wall | 1 | 1 | 1.65 | 0.23 | 3 | 1.1385
| Door Deduction(-) | -1 | 1 | 1 | 0.23 | 2.1 | -0.483
| Point Of Care LabPartition Walls | 1 | 1 | 5.7 | 0.15 | 3 | 2.565
| Wash Area For Door : (1.5+1.8/2) | 1 | 1 | 1.65 | 0.15 | 3.45 | 0.85387
| Lab Store Toilet Wall | 1 | 1 | 3.8 | 0.15 | 2.2 | 1.254
| do | 1 | 2 | 1.6 | 0.15 | 2.2 | 1.056
| Door Deduction(-) | -1 | 3 | 0.75 | 0.15 | 2.2 | -0.7425
| CSSD Room Partition Wall | 1 | 1 | 5.1 | 0.15 | 3 | 2.295
| Toilet Wall | 1 | 1 | 6.15 | 0.15 | 3.45 | 3.1826
| Door Deduction(-) | -1 | 2 | 0.75 | 0.15 | 2.1 | -0.4725
| Selves Wall | 1 | 2 | 0.45 | 0.15 | 2.1 | 0.2835
| do | 1 | 2 | 0.45 | 0.15 | 2.1 | 0.2835
| Main Door Wall | 1 | 1 | 4 | 0.23 | 2.6 | 2.392
| Door Deduction(-) | -1 | 1 | 1.5 | 0.23 | 2.1 | -0.7245
| Door Deduction(-) | -1 | 1 | 0.75 | 0.23 | 2.1 | -0.36225
| Toilet At General Store Room Brick Low Roof | 1 | 4 | 1.4 | 1.34 | 0.6 | 4.5024
| TIR-3 Room Main Door Wall | 1 | 1 | 2.1 | 0.23 | 2.6 | 1.2558
| do | 1 | 1 | 2.8 | 0.23 | 2.6 | 1.6744
| TIR-2 Room do | 1 | 1 | 1.25 | 0.23 | 2 | 0.575
| do | 1 | 1 | 3 | 0.23 | 2.1 | 1.449
| do | 1 | 1 | 5.3 | 0.23 | 3 | 3.657
| TIR -1 Main Door | 1 | 1 | 2.8 | 0.23 | 2.6 | 1.6744
| Door Deduction(-) | -1 | 1 | 1.2 | 0.23 | 2.6 | -0.7176
| Doctors Room Main Door | 1 | 1 | 3.8 | 0.23 | 2.6 | 2.2724
| Partition Wall | 1 | 1 | 3.35 | 0.15 | 3.45 | 1.7336
| do | 1 | 1 | 4.15 | 0.15 | 3.45 | 2.1476
| Door Deduction(-) | -1 | 2 | 0.75 | 0.15 | 2.1 | -0.4725
| Change Rooms Main Door Wall | 1 | 1 | 1.9 | 0.23 | 2.6 | 1.1362
| Door Deduction(-) | -1 | 1 | 1.2 | 0.23 | 2.1 | -0.5796
| Door Entry | 1 | 1 | 1.75 | 0.23 | 2.6 | 1.0465
| Duty Nurses Room For Door | 1 | 1 | 1.2 | 0.23 | 2.6 | 0.7176
| Door Deduction(-) | -1 | 1 | 1 | 0.23 | 2.1 | -0.483
| Counseling Room Main Door : (2.2+2.5/2) | 1 | 1 | 2.35 | 0.23 | 2.6 | 1.4053
| HOD Room Main Door | 1 | 1 | 1.45 | 0.23 | 2.6 | 0.8671
| Toilet Wall Low Roof | 1 | 1 | 1.55 | 1.75 | 0.5 | 1.3562
| Future ICU Room | 1 | 1 | 2.88 | 0.23 | 2.6 | 1.7222
| Transplant ICU Partition Wall | 1 | 2 | 5.2 | 0.23 | 3 | 7.176
| Door Deduction(-) | -1 | 2 | 1 | 0.23 | 2.1 | -0.966
| Selves Wall | 1 | 7 | 0.8 | 0.15 | 0.9 | 0.756
| Main Door | 1 | 1 | 3.1 | 0.23 | 3 | 2.139
| do | 1 | 1 | 3.9 | 0.23 | 2.6 | 2.3322
| Toilet Passege Toilet Low Roof Three Toilets | 1 | 1 | 4.8 | 1.5 | 0.5 | 3.6
| Toilet At Electrical Room Main Door | 1 | 1 | 1.8 | 0.23 | 2.6 | 1.0764
| do | 1 | 1 | 2.75 | 0.23 | 3 | 1.8975
| Toilet Low Roof | 1 | 1 | 5.8 | 1.6 | 0.6 | 5.568
| UPS Room Main Door | 1 | 1 | 1.8 | 0.23 | 2.6 | 1.0764
137.94
(Old Cement Mortor Plaster)
| Main Entry Walls | 1 | 2 | 6 |  | 1.2 | 14.4
| Door Deduction(-) | -1 | 1 | 1.16 |  | 1.2 | -1.392
| Toilet At POST ICU Room | 1 | 1 | 15.2 |  | 1.8 | 27.36
| Door Deduction(-) | -1 | 4 | 0.75 |  | 1.8 | -5.4
| Main Door Deduction(-) | -1 | 1 | 1 |  | 1.8 | -1.8
| Floor Area | 1 | 1 | 5.9 | 1.8 |  | 10.62
| Toilet Inside | 1 | 4 | 4.55 |  | 1.8 | 32.76
| Door Deduction(-) | -1 | 4 | 0.75 |  | 1.8 | -5.4
| Corridor From UPS Room To OT-1 | 1 | 2 | 6.1 |  | 1.2 | 14.64
| Door Deduction(-) | -1 | 1 | 1.15 |  | 1.2 | -1.38
| Corridor From OT-1 to OT-6 | 1 | 2 | 30.85 |  | 1.2 | 74.04
| Door Deduction(-) | -1 | 6 | 1.8 |  | 1.2 | -12.96
| do | -1 | 2 | 1.2 |  | 1.2 | -2.88
| Corridor(-) | -1 | 1 | 3 |  | 1.2 | -3.6
| OT-5 Room | 1 | 1 | 14.8 |  | 1.2 | 17.76
| Anesthesia Lounge | 1 | 1 | 10.8 |  | 2 | 21.6
| Surgeouns Lounge | 1 | 1 | 17.3 |  | 2 | 34.6
| Clean Store Room | 1 | 1 | 8.9 |  | 1.2 | 10.68
| Point Of Care Lab | 1 | 1 | 26.8 |  | 1.2 | 32.16
| Wash Area | 1 | 1 | 7.4 |  | 1.2 | 8.88
| Lab Store | 1 | 1 | 12 |  | 1.5 | 18
| CSSD Room | 1 | 1 | 3.5 |  | 2.1 | 7.35
| Toilet At General Store Room | 1 | 1 | 15 |  | 1.2 | 18
| Door Deduction(-) | -1 | 4 | 0.75 |  | 1.2 | -3.6
| Toilet inside | 1 | 4 | 3.8 |  | 1.2 | 18.24
| Door Deduction(-) | -1 | 4 | 0.75 |  | 1.2 | -3.6
| Floor Area | 1 | 1 | 5.75 | 2.1 |  | 12.075
| TOR-3 room | 1 | 1 | 16 |  | 2.1 | 33.6
| TIR-2 Room | 1 | 1 | 5.1 |  | 1.2 | 6.12
| TIR-1 Room | 1 | 1 | 11.8 |  | 2 | 23.6
| Doctors Room | 1 | 1 | 2.65 |  | 2.1 | 5.565
| Change Rooms | 1 | 1 | 5.75 |  | 2 | 11.5
| do | 1 | 1 | 5.8 |  | 2 | 11.6
| Duty Nurses Room | 1 | 2 | 2.17 |  | 2 | 8.68
| Counseling Room | 1 | 1 | 2 |  | 2 | 4
| HOD Room | 1 | 2 | 3.3 |  | 2 | 13.2
| do | 1 | 1 | 5.7 |  | 2 | 11.4
| Toilet Passage | 1 | 1 | 18.5 |  | 1.65 | 30.525
| do | 1 | 1 | 1.2 |  | 1.8 | 2.16
493.1
(Kadapa slabs or shahabad stone slabs on sand bed)
| MOT'S Integration Room Shelves Area | 1 | 3 | 2.674 | 0.45 |  | 3.6099
| do | 1 | 1 | 5.75 | 0.78 |  | 4.485
| Plat Form Top | 1 | 1 | 5.75 | 0.78 |  | 4.485
| OT'S 1,2,3,4,5,6 Shelves Area | 1 | 7 | 1.75 | 0.45 |  | 5.5125
| CSSD And Dirty Utility Room Shelves Area | 1 | 2 | 1.885 | 0.45 |  | 1.6965
| Kitchen platform Dismantling in Room No 42 | 1 | 1 | 12.06 | 0.6 |  | 7.236
| OT-3 Room Area | 1 | 1 | 5.6 | 7.1 |  | 39.76
| OT-4 Room Area | 1 | 1 | 5.6 | 7.1 |  | 39.76
| OT-1 Room Area | 1 | 1 | 5.75 | 7.1 |  | 40.825
| OT-2 Room Area | 1 | 1 | 5.8 | 6.95 |  | 40.31
| Future Praposal Room Room Area | 1 | 1 | 5.75 | 7.05 |  | 40.5375
| Future Praposal Room -6 Room Area | 1 | 1 | 5.8 | 7 |  | 40.6
268.82
(Unreinforcement Cement More Than 15cm Thick)
| MOT'S integration Room Shelves Floor 1 ,2 3 | 1 | 3 | 2.674 | 0.45 | 0.15 | 0.54148
| Shelve 4 | 1 | 1 | 5.745 | 0.78 | 0.15 | 0.67217
| Post ICU Self Floor Demolition | 1 | 4 | 3.04 | 0.45 | 0.15 | 0.8208
| 4" Wall Demolition Area | 1 | 4 | 5.745 | 0.15 | 0.15 | 0.51705
| OT'S Self Beds And Flooring Demolition | 1 | 7 | 1.75 | 0.45 | 0.15 | 0.82688
| do | 1 | 2 | 1.885 | 0.45 | 0.15 | 0.25448
| do | 1 | 1 | 1.515 | 0.45 | 0.15 | 0.10226
| CSSD And Dirty Utility Shelve Beds And Floor Demolition | 1 | 2 | 1.1 | 0.45 | 0.15 | 0.1485
| do | 1 | 2 | 1.1 | 0.45 | 0.15 | 0.1485
| OT-3 Area Chipping | 1 | 1 | 5.6 | 7.1 | 0.15 | 5.964
| OT-4 Room Area | 1 | 1 | 5.6 | 7.1 | 0.15 | 5.964
| OT-1 Floor Area Chipping | 1 | 1 | 5.75 | 7.1 | 0.15 | 6.1237
| OT-2 Floor Area Chipping | 1 | 1 | 5.8 | 6.95 | 0.15 | 6.0465
| Future Praposal Room Floor Area Chipping | 1 | 1 | 5.75 | 7.05 | 0.15 | 6.0806
| Future Praposal Room -6 Floor Area Chipping | 1 | 1 | 5.8 | 7 | 0.15 | 6.09
| Doctors Room Floor Chipping | 1 | 1 | 2.7 | 1.77 | 0.15 | 0.71685
| Duty Nurses Room | 1 | 1 | 5.7 | 0.5 | 0.1 | 0.285
| Toilet Room Floor Chipping | 1 | 1 | 5.8 | 1.621 | 0.15 | 1.4103
| Transplant Room ICU Floor Chipping | 1 | 1 | 5.6 | 0.8 | 0.15 | 0.672
| Toilet Room Area Floor Chipping | 1 | 1 | 4.8 | 3.33 | 0.15 | 2.3976
| WASH AREA Floor Chipping | 1 | 1 | 1.4 | 1.8 | 0.15 | 0.378
| Beside Post Icu Room Toilet Lowroof | 1 | 1 | 5.74 | 1.9 | 0.15 | 1.6359
| Infront General Store Room Toilet Lowroof | 1 | 1 | 5.74 | 1.9 | 0.15 | 1.6359
49.43
(Reinforcement Cement)
| MOT'S integration Room Self Slabs | 3 | 5 | 2.674 | 0.45 | 0.05 | 0.90248
| do | 1 | 1 | 5.7 | 0.78 | 0.1 | 0.4446
| Post ICU Room Shelves Slabs | 4 | 4 | 2.674 | 0.45 | 0.05 | 0.96264
| OT'S 1,2,3,4,5,6 Shelves Slabs | 7 | 4 | 1.75 | 0.45 | 0.05 | 1.1025
| CSSD And Dirty Utility Room | 2 | 4 | 1.885 | 0.45 | 0.05 | 0.3393
| Kitchen platform Dismantling in Room No 42 | 1 | 1 | 12.06 | 0.6 | 0.1 | 0.7236
| do | 1 | 2 | 12.6 | 0.6 | 0.05 | 0.756
| Hand Wash Plat Form Demolition in dining hall | 1 | 2 | 4 | 1.2 | 0.075 | 0.72
5.95
Dismantling doors, windows and clear storey windows, Ventilators etc., (wood or steel) shutters including Chowkhats, architraves,hold fasts and other attachments etc., and stacking them within 100m lead including labour charge etc., and overheads & contractors profit complete for finished item of work.
| MOT'S Integration Room Door | 1 | 2 |  |  |  | 2
| Windows | 1 | 6 |  |  |  | 6
| Post ICU Room Door | 1 | 4 |  |  |  | 4
| Windows | 1 | 12 |  |  |  | 12
| Toilet At POST ICU Room Door | 1 | 1 |  |  |  | 1
| Ventilators | 1 | 3 |  |  |  | 3
| Corridor From UPS Room To OT-1 Windows | 1 | 9 |  |  |  | 9
| OT-1 Room Door | 1 | 2 |  |  |  | 2
| Windows | 1 | 4 |  |  |  | 4
| Ventilators | 1 | 2 |  |  |  | 2
| OT-2 room Doors | 1 | 2 |  |  |  | 2
| Windows | 1 | 3 |  |  |  | 3
| Ventilators | 1 | 2 |  |  |  | 2
| OT-3 Room Doors | 1 | 2 |  |  |  | 2
| Windows | 1 | 4 |  |  |  | 4
| OT-4 Room Doors | 1 | 3 |  |  |  | 3
| Windows | 1 | 4 |  |  |  | 4
| Ventilators | 1 | 2 |  |  |  | 2
| OT-5 Room Doors | 1 | 4 |  |  |  | 4
| Windows | 1 | 3 |  |  |  | 3
| Ventilators | 1 | 2 |  |  |  | 2
| OT-6 Room Doors | 1 | 2 |  |  |  | 2
| Windows | 1 | 6 |  |  |  | 6
| Anesthesia Lounge Doors | 1 | 2 |  |  |  | 2
| windows | 1 | 4 |  |  |  | 4
| Surgeouns Lounge Doors | 1 | 1 |  |  |  | 1
| Windows | 1 | 3 |  |  |  | 3
| Ventilators | 1 | 3 |  |  |  | 3
| Clen Store Windows | 1 | 2 |  |  |  | 2
| Sterail Store Room Windows | 1 | 4 |  |  |  | 4
| Door | 1 | 1 |  |  |  | 1
| Point Of Care Lab Doors | 1 | 2 |  |  |  | 2
| Windows | 1 | 5 |  |  |  | 5
| Wash Area Ventilators | 1 | 3 |  |  |  | 3
| Lab Store Ventilators | 1 | 3 |  |  |  | 3
| Doors | 1 | 1 |  |  |  | 1
| CSSD Room Doors | 1 | 2 |  |  |  | 2
| Windows | 1 | 2 |  |  |  | 2
| Dirty Utility Room Windows | 1 | 3 |  |  |  | 3
| Doors | 1 | 2 |  |  |  | 2
| Toilet At General Store Room Ventilators | 1 | 4 |  |  |  | 4
| TIR-3 Room Door | 1 | 1 |  |  |  | 1
| Windows | 1 | 2 |  |  |  | 2
| Ventilators | 1 | 2 |  |  |  | 2
| TIR-2 Room Doors | 1 | 1 |  |  |  | 1
| Windows | 1 | 2 |  |  |  | 2
| TIR-1 Room Doors | 1 | 1 |  |  |  | 1
| Windows | 1 | 4 |  |  |  | 4
| Doctors Room Door Remove | 1 | 2 |  |  |  | 2
| Window Remove | 1 | 4 |  |  |  | 4
| Ventilators | 1 | 2 |  |  |  | 2
| Change Rooms Door Removal | 1 | 1 |  |  |  | 1
| Window Remove | 1 | 4 |  |  |  | 4
| Ventilators | [5 empty] | 0
| Duty nurses Room Windows removel | 1 | 3 |  |  |  | 3
| Counseling Room | 1 | 2 |  |  |  | 2
| HOD Room Windows removel | 1 | 1 |  |  |  | 1
| Ventilators | 1 | 3 |  |  |  | 3
| Future ICU Room Windows removel | 1 | 10 |  |  |  | 10
| Door Remove | 1 | 1 |  |  |  | 1
| Transplant ICU Room Windows removel | 1 | 12 |  |  |  | 12
| Door Removel | 1 | 1 |  |  |  | 1
| Toilet Passege Windows removel | 1 | 4 |  |  |  | 4
| Doors | 1 | 2 |  |  |  | 2
| Ventilators | 1 | 3 |  |  |  | 3
| Electrical Room Windows removel | 1 | 3 |  |  |  | 3
| UPS Room Window Remove | 1 | 1 |  |  |  | 1
203
Masonry work in CM (1:6) prop (cement: Screened sand) in super structure with Aerated (Cellular) Autoclaved Concrete Blocks conforming to IS:2185 (Part-3) - 1984 and IS:6441-1972 of Compressive strength 3 N/mm2 600x 230 x 200 mm from approved source having minimum crushing strength of 3 N/Sq.m including cost and conveyance of all materials like cement, sand, bricks, water etc., to site, including sales & other taxes on all materials, all operational, incidental and labour charges such as mixing cement mortar, constructing masonry, scaffolding charges, lift charges, curing, etc., complete but excluding seigniorage charges for finished item of work. (APSS No. 501 & 504).
| MOT'S Integratiom Room For Door near | 1 | 1 | 4 | 0.23 | 2.6 | 2.392
| Door Deduction(-) | -1 | 1 | 1.5 | 0.23 | 2.1 | -0.7245
| Window Closing | 1 | 1 | 1.1 | 0.23 | 1.8 | 0.4554
| For Door | 1 | 1 | 3.1 | 0.23 | 2.6 | 1.8538
| Door Deduction(-) | -1 | 1 | 1.5 | 0.23 | 2.1 | -0.7245
| Window Closing | 1 | 1 | 2.1 | 0.23 | 1.8 | 0.8694
| Post ICU Room Door Closing | 1 | 3 | 1.1 | 0.23 | 2.6 | 1.9734
| Window Closing | 1 | 7 | 1 | 0.23 | 1.7 | 2.737
| Main Door | 1 | 1 | 2.5 | 0.23 | 2.6 | 1.495
| Door Deduction(-) | -1 | 1 | 1.5 | 0.23 | 2.1 | -0.7245
| Corridor From UPS Room To OT-1 Windows Closing | 1 | 3 | 1.3 | 0.23 | 1.8 | 1.6146
| do | 1 | 3 | 1 | 0.23 | 1.8 | 1.242
| Access Control Door | 2 | 2 | 0.56 | 0.23 | 2.1 | 1.0819
| Corridor From OT-1 to OT-6 Access Control Door | 1 | 2 | 0.55 | 0.23 | 2.1 | 0.5313
| OT-1 Room Window Closing | 1 | 1 | 1 | 0.23 | 1.8 | 0.414
| 9" Wall | 1 | 1 | 2.9 | 0.23 | 3 | 2.001
| Main Door Wall | 1 | 1 | 2.6 | 0.23 | 2.6 | 1.5548
| Door Deduction(-) | -1 | 1 | 1.8 | 0.23 | 2.1 | -0.8694
| Window Closing | 1 | 2 | 1.1 | 0.23 | 0.45 | 0.2277
| Ventilators Closing | 1 | 2 | 1 | 0.23 | 0.6 | 0.276
| OT-2 room Main Door Wall | 1 | 1 | 2.75 | 0.23 | 2.6 | 1.6445
| Door Deduction(-) | -1 | 1 | 1.8 | 0.23 | 2.1 | -0.8694
| Wall | 1 | 1 | 2.8 | 0.23 | 2.6 | 1.6744
| Ventilators Closing | 1 | 2 | 1 | 0.23 | 0.6 | 0.276
| Windows Closing | 1 | 2 | 1 | 0.23 | 0.55 | 0.253
| OT-3 Room Main Door | 1 | 1 | 2.6 | 0.23 | 2.6 | 1.5548
| Door Deduction(-) | -1 | 1 | 1.8 | 0.23 | 2.1 | -0.8694
| Window Closing | 1 | 1 | 1 | 0.23 | 1.8 | 0.414
| do | 1 | 3 | 1 | 0.23 | 0.45 | 0.3105
| Ventilator Closing | 1 | 1 | 1 | 0.23 | 0.45 | 0.1035
| OT-4 Room Main Door | 1 | 1 | 2.8 | 0.23 | 2.6 | 1.6744
| Door Deduction(-) | -1 | 1 | 1.8 | 0.23 | 2.1 | -0.8694
| Door Closing | 1 | 1 | 1.3 | 0.23 | 2.6 | 0.7774
| Windows Closing | 1 | 1 | 1.2 | 0.23 | 1.8 | 0.4968
| Door Closing | 1 | 1 | 1.2 | 0.23 | 2.6 | 0.7176
| Windows Closing | 1 | 1 | 1 | 0.23 | 1.8 | 0.414
| do | 1 | 1 | 1 | 0.23 | 0.55 | 0.1265
| Ventilators Closing | 1 | 1 | 0.8 | 0.23 | 0.6 | 0.1104
| OT-5 Room 9" Wall | 1 | 1 | 3.33 | 0.23 | 3 | 2.2977
| Main Door Wall | 1 | 1 | 2.6 | 0.23 | 2.6 | 1.5548
| Door Deduction(-) | -1 | 1 | 1.8 | 0.23 | 2.1 | -0.8694
| Windows Closing | 1 | 1 | 1 | 0.23 | 1.8 | 0.414
| Ventilators Closing | 1 | 2 | 1 | 0.23 | 0.6 | 0.276
| Windows Closing | 1 | 1 | 1 | 0.23 | 0.55 | 0.1265
| OT -6 Room Main Door | 1 | 1 | 2.6 | 0.23 | 2.6 | 1.5548
| Door Deduction(-) | -1 | 1 | 1.8 | 0.23 | 2.1 | -0.8694
| Window Closing | 1 | 4 | 1 | 0.23 | 1.8 | 1.656
| Door Closing | 1 | 1 | 1.2 | 0.23 | 2.6 | 0.7176
| Window Closing | 1 | 1 | 1 | 0.23 | 0.5 | 0.115
| Anesthesia Lounge Main Door | 1 | 1 | 2.6 | 0.23 | 2.6 | 1.5548
| Door Deduction(-) | -1 | 1 | 1.2 | 0.23 | 2.1 | -0.5796
| Partition Wall | 1 | 1 | 3.5 | 0.23 | 3 | 2.415
| Window Closing in Toilet | 1 | 2 | 1 | 0.23 | 1.2 | 0.552
| Window Closing in Toilet | 1 | 1 | 1 | 0.23 | 1.2 | 0.276
| Surgeouns Lounge Main Door | 1 | 1 | 1.9 | 0.23 | 2.6 | 1.1362
| Door Deduction(-) | -1 | 1 | 1.2 | 0.23 | 2.1 | -0.5796
| Window Closing | 1 | 2 | 1.3 | 0.23 | 1.8 | 1.0764
| do | 1 | 1 | 1 | 0.23 | 1.8 | 0.414
| Sterail Store Room Main Door | 1 | 1 | 1.54 | 0.23 | 3 | 1.0626
| Door Deduction(-) | -1 | 1 | 1 | 0.23 | 2.1 | -0.483
| Point Of Care Lab Main Door | 1 | 1 | 1.5 | 0.23 | 2.6 | 0.897
| Door Deduction(-) | -1 | 1 | 1.5 | 0.23 | 2.1 | -0.7245
| Window Closing | 1 | 1 | 1 | 0.23 | 2.6 | 0.598
| Door Closing | 1 | 1 | 1 | 0.23 | 2.6 | 0.598
| Lab Store Main Door | 1 | 1 | 1.2 | 0.23 | 2.6 | 0.7176
| Door Deduction(-) | -1 | 1 | 1 | 0.23 | 2.1 | -0.483
| Corridor From Clean Store To General Store Access Control Door | 2 | 2 | 0.55 | 0.23 | 2.1 | 1.0626
| CSSD Room Main Door Wall | 1 | 1 | 4 | 0.23 | 2.6 | 2.392
| Door Deduction(-) | -1 | 1 | 1.5 | 0.23 | 2.1 | -0.7245
| do | -1 | 1 | 0.8 | 0.23 | 2.1 | -0.3864
| Passage Entry Wall | 1 | 1 | 1.7 | 0.23 | 3 | 1.173
| Door Deduction(-) | -1 | 1 | 1.2 | 0.23 | 2.1 | -0.5796
| TIR-3 Room Ventilators Closing | 1 | 2 | 1 | 0.23 | 0.6 | 0.276
| Windows Closing | 1 | 1 | 1 | 0.23 | 1.8 | 0.414
| Window Bottom | 1 | 1 | 1 | 0.23 | 0.45 | 0.1035
| Main Door | 1 | 1 | 2.1 | 0.23 | 2.6 | 1.2558
| Door Deduction(-) | -1 | 1 | 1.8 | 0.23 | 2.1 | -0.8694
| TIR -2 Room | 1 | 1 | 5.7 | 0.23 | 3 | 3.933
| Door Deduction(-) | -1 | 1 | 1.8 | 0.23 | 2.1 | -0.8694
| Door Wall | 1 | 1 | 3 | 0.23 | 2.1 | 1.449
| Partition Wall TIR 1 and 2 | 1 | 1 | 1.3 | 0.23 | 2.1 | 0.6279
| wall | 1 | 1 | 3.3 | 0.23 | 3 | 2.277
| TIR-1 Room Windows Closing | 1 | 3 | 1 | 0.23 | 1.8 | 1.242
| Main Door | 1 | 1 | 2.8 | 0.23 | 2.6 | 1.6744
| Door Deduction(-) | -1 | 1 | 1.8 | 0.23 | 2.1 | -0.8694
| Doctors Room Main Door | 1 | 1 | 3.8 | 0.23 | 2.6 | 2.2724
| Door Deduction(-) | -1 | 1 | 1 | 0.23 | 2.1 | -0.483
| Access Control Door At TIR -2 | 1 | 2 | 0.75 | 0.23 | 2.1 | 0.7245
| Change Rooms Main Door | 1 | 1 | 1.9 | 0.23 | 2.6 | 1.1362
| Door Deduction(-) | -1 | 1 | 1.25 | 0.23 | 2.1 | -0.60375
| Window Closing | 1 | 2 | 1 | 0.23 | 1.8 | 0.828
| Entry | 1 | 1 | 1.75 | 0.23 | 2.6 | 1.0465
| Door Deduction(-) | -1 | 1 | 1 | 0.23 | 2.1 | -0.483
| Duty Nurses Room Main Door | 1 | 1 | 1.17 | 0.23 | 2.6 | 0.69966
| Door Deduction(-) | -1 | 1 | 1 | 0.23 | 2.1 | -0.483
| Counseling Room | 1 | 1 | 2.2 | 0.23 | 2.6 | 1.3156
| Door Deduction(-) | -1 | 1 | 1 | 0.23 | 2.1 | -0.483
| HOD Room Main Door | 1 | 1 | 1.9 | 0.23 | 2.6 | 1.1362
| Door Deduction(-) | -1 | 1 | 1 | 0.23 | 2.1 | -0.483
| Future ICU Room Main Door | 1 | 1 | 2.88 | 0.23 | 2.6 | 1.7222
| Door Deduction(-) | -1 | 1 | 1.5 | 0.23 | 2.1 | -0.7245
| Windows Closing | 1 | 4 | 1 | 0.23 | 1.8 | 1.656
| Transplant ICU Main Door | 1 | 2 | 3.3 | 0.23 | 3 | 4.554
| Door Deduction(-) | -1 | 1 | 1.5 | 0.23 | 2.1 | -0.7245
| Windows Closing | 1 | 9 | 1 | 0.23 | 1.8 | 3.726
| Wall | 1 | 1 | 1.55 | 0.23 | 3 | 1.0695
| do | 1 | 1 | 3.2 | 0.23 | 2.6 | 1.9136
| Door Deduction(-) | -1 | 2 | 1.15 | 0.23 | 2.1 | -1.1109
| Toilet At Electrical Room Main Door | 1 | 1 | 1.8 | 0.23 | 2.6 | 1.0764
| Door Deduction(-) | -1 | 1 | 1.2 | 0.23 | 2.1 | -0.5796
| Door Closing | 1 | 1 | 1.5 | 0.23 | 2.6 | 0.897
| Electrical Room Window Closing | 1 | 1 | 1.8 | 0.23 | 1.8 | 0.7452
| do | 1 | 2 | 3.5 | 0.23 | 1.8 | 2.898
| UPS Room Main Door | 1 | 1 | 1.8 | 0.23 | 2.6 | 1.0764
| Door Deduction(-) | -1 | 1 | 1.5 | 0.23 | 2.1 | -0.7245
78.2297
Masonry work 100 mm thick in CM (1:4) prop (cement: Screened sand) in super structure with Aerated (Cellular) Autoclaved Concrete Blocks conforming to IS:2185 (Part-3) - 1984 and IS:6441-1972 of Compressive strength 3 N/mm2 600x 200 x 100 mm from approved source having minimum crushing strength of 3 N/Sq.m including cost and conveyance of all materials like cement, sand, bricks, water etc., to site, including sales & other taxes on all materials, all operational, incidental and labour charges such as mixing cement mortar, constructing masonry, scaffolding charges, lift charges, curing, etc., complete but excluding seigniorage charges for finished item of work. (APSS No. 501 & 504).504).
| OT-1 Room Parition Wall Ot-1 to OT-2 | 1 | 1 | 2.1 |  | 2.6 | 5.46
| Door Deduction(-) | -1 | 1 | 1.5 |  | 2.1 | -3.15
| OT-5 Room Partitio Wall OT-5 to OT 6 | 1 | 1 | 5.7 |  | 3 | 17.1
| Door Deduction(-) | -1 | 1 | 1.5 |  | 2.1 | -3.15
| Anesthesia Lounge Toilet Walls | 1 | 1 | 1.5 |  | 3 | 4.5
| do | 1 | 1 | 1.6 |  | 3.145 | 5.032
| Door Deduction(-) | -1 | 1 | 0.75 |  | 2.1 | -1.575
| Surgeouns Lounge Toilet Wall | 1 | 1 | 1.7 |  | 3.45 | 5.865
| do | 1 | 1 | 1.5 |  | 3 | 4.5
| Door Deduction(-) | -1 | 1 | 0.75 |  | 2.1 | -1.575
| Clean Store Room Main Door | 1 | 1 | 3 |  | 3.45 | 10.35
| Door Deduction(-) | -1 | 1 | 1 |  | 2.1 | -2.1
| Wash Area Main Door | 1 | 1 | 1.7 |  | 3.45 | 5.865
| Door Deduction(-) | -1 | 1 | 0.75 |  | 2.1 | -1.575
| Lab Store Partition Wall | 1 | 1 | 4.6 |  | 3.45 | 15.87
| CSSD Room Clean Utility Partiton Wall | 1 | 1 | 5 |  | 3.45 | 17.25
| Door Deduction(-) | -1 | 1 | 0.75 |  | 2.1 | -1.575
| Dirty Utility Room Partition Wall | 1 | 1 | 5.7 |  | 3.45 | 19.665
| Door Deduction(-) | -1 | 1 | 0.75 |  | 2.1 | -1.575
| TIR-3 Room Partition Wall TIR 2and 3 | 1 | 1 | 5.7 |  | 3 | 17.1
| Doctors Room Toilet Room Walls | 1 | 1 | 1.7 |  | 2.45 | 4.165
| do | 1 | 1 | 1.54 |  | 2.45 | 3.773
| Door Deduction(-) | -1 | 1 | 0.75 |  | 2.1 | -1.575
| Change Rooms Door Walls | 1 | 2 | 4.5 |  | 3.45 | 31.05
| Door Deduction(-) | -1 | 4 | 1 |  | 2.1 | -8.4
| Partition Walls | 1 | 4 | 2.22 |  | 3.45 | 30.636
| Ventilators Deductions(-) | -1 | 2 | 0.6 |  | 0.6 | -0.72
| Duty Nurses Room Partition Wall | 1 | 1 | 5.7 |  | 3.45 | 19.665
| do | 1 | 1 | 1.64 |  | 3.45 | 5.658
| do | 1 | 1 | 1.54 |  | 3.45 | 5.313
| Door Deduction(-) | -1 | 1 | 0.75 |  | 2.1 | -1.575
| Nurses Room to Counseling Room Partition Wall | 1 | 1 | 5.7 |  | 3.45 | 19.665
| HOD Room Toilet Walls | 1 | 1 | 1.55 |  | 3.45 | 5.3475
| do | 1 | 1 | 1.75 |  | 3.45 | 6.0375
| Door Deduction(-) | -1 | 1 | 0.75 |  | 2.1 | -1.575
| Partition Wall | 1 | 1 | 5.7 |  | 3 | 17.1
| Future ICU Room Partition Walls | 1 | 1 | 5.7 |  | 3.45 | 19.665
| do | 1 | 1 | 5.7 |  | 3 | 17.1
| Transplant Icu | 1 | 1 | 5.7 |  | 3.45 | 19.665
| Toilet Passege Toilet Wall | 1 | 1 | 4.38 |  | 2.6 | 11.388
| Door Deduction(-) | -1 | 3 | 0.75 |  | 2.1 | -4.725
| do | -1 | 2 | 1.5 |  | 2.6 | -7.8
| Toilet at electrical Room Toilet Walls | 1 | 1 | 5.8 |  | 2.4 | 13.92
| partition wall | 1 | 3 | 1.5 |  | 2.4 | 10.8
| Door Deduction(-) | -1 | 4 | 0.75 |  | 2.1 | -6.3
| Electrical Room partition Wall | 1 | 1 | 5.5 |  | 2.1 | 11.55
| UPS Room Partition Wall | 1 | 1 | 5.3 |  | 3 | 15.9
348.01
Plain Cement Concrete M 20 nominal mix using WEIGH BATCHER / MIXER, 20mm size hard granite machine crushed graded metal (coarse aggregate - as per IS 383 - 1970 and IS 2386 Part 1 to Part 8) from approved quarry, using a minimum quantity of 300 kgs. of cement per 1 cum of concrete including cost and conveyance of all materials like cement, fine aggregate (Sand), coarse aggregate, water etc., to site including steel centering, shuttering, machine mixing, lift charges, laying concrete,vibrating, curing, overheads & Contractor's profit etc., complete for finished item of work (APSS No. 402 & 403).
| MOT'S Integration Room Wall Demolition Area | 1 | 1 | 4.5 | 0.15 | 0.1 | 0.0675
| do | 1 | 1 | 5.7 | 0.15 | 0.1 | 0.0855
| Selves Area | 1 | 1 | 2.8 | 0.45 | 0.1 | 0.126
| do | 1 | 1 | 2.9 | 0.55 | 0.1 | 0.1595
| do | 1 | 1 | 5.7 | 0.75 | 0.1 | 0.4275
| Door Entry | 1 | 2 | 1.8 | 0.23 | 0.1 | 0.0828
| Wall Demolition Area | 1 | 3 | 5.7 | 0.15 | 0.1 | 0.2565
| Selves | 1 | 4 | 2.2 | 0.45 | 0.1 | 0.396
| Door Main Entry | 1 | 1 | 1.5 | 0.23 | 0.1 | 0.0345
| OT'S 1,2,3,4,5,6 | 1 | 6 | 6.9 | 5.7 | 0.1 | 23.598
| Door Entry | 1 | 6 | 2 | 0.23 | 0.1 | 0.276
| Anesthesia Lounge Door Entry | 1 | 1 | 1.4 | 0.23 | 0.1 | 0.0322
| Surgeouns Lounge Door Entry | 1 | 1 | 1.4 | 0.23 | 0.1 | 0.0322
| Clean Store Room | 1 | 1 | 1 | 0.15 | 0.1 | 0.015
| Point Of Care Lab | 1 | 1 | 1.5 | 0.23 | 0.1 | 0.0345
| Wash Area | 1 | 1 | 1 | 0.15 | 0.1 | 0.015
| Lab Store | 1 | 1 | 1 | 0.23 | 0.1 | 0.023
| CSSD Room Toilet Area | 1 | 1 | 4 | 1.5 | 0.1 | 0.6
| Selves Area | 1 | 1 | 1.3 | 0.45 | 0.1 | 0.0585
| do | 1 | 1 | 2.5 | 0.45 | 0.1 | 0.1125
| Door Entry | 1 | 1 | 1.7 | 0.23 | 0.1 | 0.0391
| do | 1 | 1 | 0.9 | 0.15 | 0.1 | 0.0135
| Clean Store Room | 1 | 1 | 1 | 0.15 | 0.1 | 0.015
| Sterail Store Room | 1 | 1 | 1 | 0.23 | 0.1 | 0.023
| Point Of Care Lab | 1 | 1 | 1.5 | 0.23 | 0.1 | 0.0345
| Wash Area | 1 | 1 | 0.75 | 0.15 | 0.1 | 0.01125
| Dirty Utility Room | 1 | 1 | 0.75 | 0.15 | 0.1 | 0.01125
| Tir -2 Room | 1 | 1 | 2 | 0.23 | 0.1 | 0.046
| Tir 1 Room | 1 | 1 | 2 | 0.23 | 0.1 | 0.046
| TIR3 Door Entry | 1 | 1 | 1.89 | 0.23 | 0.1 | 0.04347
| Doctors Room Toilet Area | 1 | 1 | 2.65 | 1.5 | 0.1 | 0.3975
| do | 1 | 1 | 1.9 | 0.15 | 0.1 | 0.0285
| Door Entry | 1 | 1 | 1 | 0.23 | 0.1 | 0.023
| Future ICU Door Entry | 1 | 1 | 1.7 | 0.23 | 0.1 | 0.0391
| Transplant ICU | 1 | 1 | 7.2 | 0.85 | 0.1 | 0.612
| do | 1 | 1 | 5.2 | 0.23 | 0.1 | 0.1196
| Door Entry | 1 | 1 | 1.7 | 0.23 | 0.1 | 0.0391
| do | 1 | 1 | 1.5 | 0.23 | 0.1 | 0.0345
28.0091
Providing Thermo Mechanically Treated (TMT) (Fe -500/500D/550D from Primary producer TATA, SAIL, VSP, JSW &Shyam Steel, Goel Steel, Jindal Panther, X-Vega & Balaji Shakthi as per IS 1786-2008) of different diameters for RCC works , including labour charges for straightening, cutting, bending to required sizes and shapes, placing in position with cover blocks of approved materials and size and tying and lap-splicing with binding wire of 18 SWG, forming grills for reinforcement work as per approved designs and drawings, including cost and conveyance of steel bars, including all wastages such as overlaps, couplings, chairs, spacer bars including cost and conveyance of binding wire, cover blocks and all incidental, operational, labour charges such as cutting, bending, placing in position, tying including sales and other taxes on all materials etc. ,and overheads & contractors profit complete for finished item of work.( APSS No.126)
[8 empty] | 12mm | 10mm | 8mm
| MOT's Top bar | 2 | 2 | 2.3 |  |  |  | 9.2
| Bottom bar | 2 | 2 | 2.3 |  |  |  | 9.2
| Stirups | 2 | 20 | 0.8 | [5 empty] | 32
| Post ICU room Top bar | 1 | 2 | 1.8 |  |  |  | 3.6
| Bottom bar | 1 | 2 | 1.8 |  |  |  | 3.6
| Stirups | 1 | 15 | 0.8 | [5 empty] | 12
| OT's Top bar | 6 | 2 | 2.3 |  |  |  | 27.6
| Bottom bar | 6 | 2 | 2.3 |  |  |  | 27.6
| Stirups | 6 | 20 | 0.8 | [5 empty] | 96
| OT's Top bar | 3 | 2 | 2.3 |  |  |  | 13.8
| Bottom bar | 3 | 2 | 2.3 |  |  |  | 13.8
| Stirups | 3 | 20 | 0.6 | [5 empty] | 36
| Anesthisa RoomTop bar | 1 | 2 | 1.7 |  |  |  | 3.4
| Bottom bar | 1 | 2 | 1.7 |  |  |  | 3.4
| Stirups | 1 | 14 | 0.8 | [5 empty] | 11.2
| Surgen Lounge Top bar | 1 | 2 | 1.7 |  |  |  | 3.4
| Bottom bar | 1 | 2 | 1.7 |  |  |  | 3.4
| Stirups | 1 | 14 | 0.8 | [5 empty] | 11.2
| Cleen store room Top bar | 1 | 2 | 1.7 |  |  |  | 3.4
| Bottom bar | 1 | 2 | 1.7 |  |  |  | 3.4
| Stirups | 1 | 14 | 0.8 | [5 empty] | 11.2
| Point of care Top bar | 1 | 2 | 2 |  |  |  | 4
| Bottom bar | 1 | 2 | 2 |  |  |  | 4
| Stirups | 1 | 17 | 0.8 | [5 empty] | 13.6
| Wash area Top bar | 1 | 2 | 1.3 |  |  |  | 2.6
| Bottom bar | 1 | 2 | 1.3 |  |  |  | 2.6
| Stirups | 1 | 10 | 0.6 | [5 empty] | 6
| Lab store Top bar | 1 | 2 | 1.5 |  |  |  | 3
| Bottom bar | 1 | 2 | 1.5 |  |  |  | 3
| Stirups | 1 | 12 | 0.8 | [5 empty] | 9.6
| CSSD Room Top bar | 1 | 2 | 2 |  |  |  | 4
| Bottom bar | 1 | 2 | 2 |  |  |  | 4
| Stirups | 1 | 19 | 0.8 | [5 empty] | 15.2
| CSSD Room Top bar | 1 | 2 | 1.3 |  |  |  | 2.6
| Bottom bar | 1 | 2 | 1.3 |  |  |  | 2.6
| Stirups | 1 | 12 | 0.6 | [5 empty] | 7.2
| Durty Utiliti Top bar | 1 | 2 | 1.3 |  |  |  | 2.6
| Bottom bar | 1 | 2 | 1.3 |  |  |  | 2.6
| Stirups | 1 | 12 | 0.6 | [5 empty] | 7.2
| TIR2 Top bar | 1 | 2 | 2.3 |  |  |  | 4.6
| Bottom bar | 1 | 2 | 2.3 |  |  |  | 4.6
| Stirups | 1 | 22 | 0.8 | [5 empty] | 17.6
| TIR3 Top bar | 1 | 2 | 2.3 |  |  |  | 4.6
| Bottom bar | 1 | 2 | 2.3 |  |  |  | 4.6
| Stirups | 1 | 22 | 0.8 | [5 empty] | 17.6
| Doctor roomTop bar | 1 | 2 | 1.5 |  |  |  | 3
| Bottom bar | 1 | 2 | 1.5 |  |  |  | 3
| Stirups | 1 | 14 | 0.8 | [5 empty] | 11.2
| Doctor roomTop bar | 1 | 2 | 1.3 |  |  |  | 2.6
| Bottom bar | 1 | 2 | 1.3 |  |  |  | 2.6
| Stirups | 1 | 12 | 0.6 | [5 empty] | 7.2
| Chenge roomTop bar | 1 | 2 | 1.7 |  |  |  | 3.4
| Bottom bar | 1 | 2 | 1.7 |  |  |  | 3.4
| Stirups | 1 | 16 | 0.8 | [5 empty] | 12.8
| Chenge roomTop bar | 5 | 2 | 1.8 |  |  |  | 18
| Bottom bar | 5 | 2 | 1.5 |  |  |  | 15
| Stirups | 5 | 12 | 0.6 | [5 empty] | 36
| Duty nursh roomTop bar | 1 | 2 | 1.5 |  |  |  | 3
| Bottom bar | 1 | 2 | 1.5 |  |  |  | 3
| Stirups | 1 | 14 | 0.8 | [5 empty] | 11.2
| Duty nursh roomTop bar | 1 | 2 | 1.3 |  |  |  | 2.6
| Bottom bar | 1 | 2 | 1.3 |  |  |  | 2.6
| Stirups | 1 | 12 | 0.6 | [5 empty] | 7.2
| Counsiling roomTop bar | 1 | 2 | 1.5 |  |  |  | 3
| Bottom bar | 1 | 2 | 1.5 |  |  |  | 3
| Stirups | 1 | 14 | 0.8 | [5 empty] | 11.2
| HOD roomTop bar | 1 | 2 | 1.5 |  |  |  | 3
| Bottom bar | 1 | 2 | 1.5 |  |  |  | 3
| Stirups | 1 | 14 | 0.8 | [5 empty] | 11.2
| Toilet roomTop bar | 1 | 2 | 1.3 |  |  |  | 2.6
| Bottom bar | 1 | 2 | 1.3 |  |  |  | 2.6
| Stirups | 1 | 12 | 0.6 | [5 empty] | 7.2
| Futuru ICU roomTop bar | 1 | 2 | 2 |  |  |  | 4
| Bottom bar | 1 | 2 | 2 |  |  |  | 4
| Stirups | 1 | 19 | 0.8 | [5 empty] | 15.2
| Transplant ICU roomTop bar | 1 | 2 | 2 |  |  |  | 4
| Bottom bar | 1 | 2 | 2 |  |  |  | 4
| Stirups | 1 | 19 | 0.8 | [5 empty] | 15.2
| Transplant ICU roomTop bar | 1 | 2 | 1.5 |  |  |  | 3
| Bottom bar | 1 | 2 | 1.5 |  |  |  | 3
| Stirups | 1 | 14 | 0.8 | [5 empty] | 11.2
| Toilet passage areaTop bar | 1 | 2 | 1.7 |  |  |  | 3.4
| Bottom bar | 1 | 2 | 1.7 |  |  |  | 3.4
| Stirups | 1 | 16 | 0.8 | [5 empty] | 12.8
| Toilet passage areaTop bar | 3 | 2 | 1.3 |  |  |  | 7.8
| Bottom bar | 3 | 2 | 1.3 |  |  |  | 7.8
| Stirups | 3 | 12 | 0.6 | [5 empty] | 21.6
| Electrical room Top bar | 1 | 2 | 1.7 |  |  |  | 3.4
| Bottom bar | 1 | 2 | 1.7 |  |  |  | 3.4
| Stirups | 1 | 16 | 0.8 | [5 empty] | 12.8
| Electrical room Top bar | 4 | 2 | 1.3 |  |  |  | 10.4
| Bottom bar | 4 | 2 | 1.3 |  |  |  | 10.4
| Stirups | 4 | 12 | 0.6 | [5 empty] | 28.8
| UPS room Top bar | 1 | 2 | 2 |  |  |  | 4
| Bottom bar | 1 | 2 | 2 |  |  |  | 4
| Stirups | 1 | 19 | 0.8 | [5 empty] | 15.2
[8 empty] | 344.2 |  | 551.6
[8 empty] | 0.89 |  | 0.39
[8 empty] | 0.30634 |  | 0.21512
[10 empty] | 0.52146 | MT
Supply and placing of the Design Mix Concrete M 25 grade corresponding to IS 456 with minimum cement content of 380 kgs per 1 cum of concrete using Weight Batcher / Concrete mixer with 20mm size graded machine crushed hard granite metal (coarse aggregate - as per IS 383 - 1970 and IS 2386 Part 1 to Part 8) from approved quarry including cost and conveyance of all materials like cement, fine aggregate (sand) coarse aggregate, water etc., to site and sales & other taxes on all materials, centering using Casurina Ballies, Bamboos, Wooden Reapers, Runners, Wood Posts, Steel Plates etc., including all operational, incidental and labour charges such as weigh batching, machine mixing, lifting of concrete manually, laying concrete, curing , overheads & contractors profit etc., complete but excluding cost of steel and its fabrication charges for finished item of work (APSS No. 402) (For Lintels)
| MOT'S Integration Room | 1 | 2 | 2 | 0.23 | 0.15 | 0.138
| Post ICU Room | 1 | 1 | 1.5 | 0.23 | 0.15 | 0.05175
| OT's 1,2,3,4,5,6 | 1 | 6 | 2 | 0.23 | 0.15 | 0.414
| do | 1 | 3 | 2 | 0.15 | 0.15 | 0.135
| Anesthesia Lounge | 1 | 1 | 1.4 | 0.23 | 0.15 | 0.0483
| Surgeouns Loung | 1 | 1 | 1.4 | 0.23 | 0.15 | 0.0483
| Clean Store Room | 1 | 1 | 1.2 | 0.15 | 0.15 | 0.027
| Point Of Care Lab | 1 | 1 | 1.7 | 0.23 | 0.15 | 0.05865
| Wash Area | 1 | 1 | 1 | 0.15 | 0.15 | 0.0225
| Lab Store | 1 | 1 | 1.2 | 0.23 | 0.15 | 0.0414
| CSSD Room | 1 | 1 | 1 | 0.15 | 0.15 | 0.0225
| do | 1 | 1 | 1.7 | 0.23 | 0.15 | 0.05865
| Dirty Utility Room | 1 | 1 | 1 | 0.15 | 0.15 | 0.0225
| TIR-2 Room | 1 | 1 | 2 | 0.23 | 0.15 | 0.069
| TIR-3 Room | 1 | 1 | 2 | 0.23 | 0.15 | 0.069
| Doctors Room | 1 | 1 | 1.2 | 0.23 | 0.15 | 0.0414
| do | 1 | 1 | 1 | 0.15 | 0.15 | 0.0225
| Change Room | 1 | 1 | 1.4 | 0.23 | 0.15 | 0.0483
| do | 1 | 5 | 1.2 | 0.15 | 0.15 | 0.135
| Duty Nuses Room | 1 | 1 | 1.2 | 0.23 | 0.15 | 0.0414
| Counseling Room | 1 | 1 | 1.2 | 0.23 | 0.15 | 0.0414
| HOD Room | 1 | 1 | 1.2 | 0.23 | 0.15 | 0.0414
| Toilet | 1 | 1 | 1 | 0.15 | 0.15 | 0.0225
| Furure ICU Room | 1 | 1 | 1.7 | 0.23 | 0.15 | 0.05865
| Transplant Icu | 1 | 1 | 1.7 | 0.23 | 0.15 | 0.05865
| do | 1 | 1 | 1.2 | 0.23 | 0.15 | 0.0414
| Toilet Passage | 1 | 3 | 1 | 0.15 | 0.15 | 0.0675
| do | 1 | 1 | 1.4 | 0.23 | 0.15 | 0.0483
| Toilet at Electrical Room | 1 | 1 | 1.4 | 0.23 | 0.15 | 0.0483
| do | 1 | 4 | 1 | 0.15 | 0.15 | 0.09
| UPS Room Main Door | 1 | 1 | 1.7 | 0.23 | 0.15 | 0.05865
2.0919
Plastering 12mm thick in two coats using screened sand with base coat of 8mm thick in CM (1:6) and top coat of 4mm thick in CM (1:4) with dubara sponge finishing including cost and conveyance of all materials like cement, sand, water etc., to site, including sales & other taxes on all materials, and all operational, incidental charges on materials and including cost of all labour charges for mixing mortar, finishing, scaffolding, lift charges, curing, including cutting grooves as directed by Engineer-in-charge etc., and overheads & contractors profit complete for finished item of work. (SS 901,903 & 904).
| Main Entry Walls | 1 | 2 | 6 |  | 1.2 | 14.4
| Door Deduction(-) | -1 | 1 | 1.16 |  | 1.2 | -1.392
| MOT'S Integration Room For Door | 1 | 2 | 4 |  | 2.6 | 20.8
| Door Deduction(-) | -1 | 2 | 1.8 |  | 2.1 | -7.56
| Door Jam | 1 | 1 | 6 | 0.23 |  | 1.38
| Window Closing | 1 | 2 | 1.1 |  | 1.8 | 3.96
| For Door | 1 | 2 | 3.1 |  | 2.6 | 16.12
| Door Jams | 1 | 1 | 6 | 0.23 |  | 1.38
| Door Deduction(-) | -1 | 2 | 1.8 |  | 2.1 | -7.56
| Window Closing | 1 | 2 | 2.1 |  | 1.8 | 7.56
| Plastring Walls Area | 1 | 1 | 10.5 | 0.2 |  | 2.1
| do | 1 | 1 | 12.6 | 0.2 |  | 2.52
| Post ICU Room Door Closing | 3 | 2 | 1.1 |  | 2.6 | 17.16
| Window Closing | 7 | 2 | 1 |  | 1.7 | 23.8
| Main Door | 1 | 2 | 2.5 |  | 2.6 | 13
| Door Jam | 1 | 1 | 5.7 | 0.23 |  | 1.311
| Door Deduction(-) | -1 | 2 | 1.5 |  | 2.1 | -6.3
| Corridor From UPS Room To OT-1 Windows Closing | 3 | 2 | 1.3 |  | 1.8 | 14.04
| do | 3 | 2 | 1 |  | 1.8 | 10.8
| Access Control Door | 2 | 2 | 1.37 |  | 2.1 | 11.508
| Corridor From OT-1 to OT-6 Access Control Door | 1 | 2 | 1.37 |  | 2.1 | 5.754
| OT-1 Room Window Closing | 1 | 2 | 1 |  | 1.8 | 3.6
| 9" Wall | 1 | 2 | 2.9 |  | 3 | 17.4
| Main Door Wall | 1 | 2 | 2.6 |  | 2.6 | 13.52
| Door Jam | 1 | 1 | 6 | 0.23 |  | 1.38
| Door Deduction(-) | -1 | 2 | 1.8 |  | 2.1 | -7.56
| Window Closing | 2 | 2 | 1.1 |  | 0.45 | 1.98
| Ventilators Closing | 2 | 2 | 1 |  | 0.6 | 2.4
| OT-2 room Main Door Wall | 1 | 2 | 2.9 |  | 2.6 | 15.08
| Door Jam | 1 | 1 | 6 | 0.23 |  | 1.38
| Door Deduction(-) | -1 | 2 | 1.8 |  | 2.1 | -7.56
| 9" Wall | 1 | 2 | 2.8 |  | 2.6 | 14.56
| Ventilators Closing | 2 | 2 | 1 |  | 0.6 | 2.4
| Windows Closing | 2 | 2 | 1 |  | 0.55 | 2.2
| OT-3 Room Main Door | 1 | 2 | 2.6 |  | 2.6 | 13.52
| Door Jam | 1 | 1 | 6 | 0.23 |  | 1.38
| Door Deduction(-) | -1 | 2 | 1.8 |  | 2.1 | -7.56
| Window Closing | 1 | 2 | 1 |  | 1.8 | 3.6
| do | 2 | 2 | 1 |  | 0.45 | 1.8
| OT-4 Room Main Door | 1 | 2 | 2.8 |  | 2.6 | 14.56
| Door Jam | 1 | 1 | 6 | 0.23 |  | 1.38
| Door Deduction(-) | -1 | 2 | 1.8 |  | 2.1 | -7.56
| Door Closing | 1 | 2 | 1.3 |  | 2.6 | 6.76
| Windows Closing | 1 | 2 | 1.2 |  | 1.8 | 4.32
| Door Closing | 1 | 2 | 1.2 |  | 2.6 | 6.24
| Windows Closing | 1 | 2 | 1 |  | 1.8 | 3.6
| do | 1 | 2 | 1 |  | 0.55 | 1.1
| Ventilators Closing | 1 | 2 | 0.8 |  | 0.6 | 0.96
| OT-5 Room 9" Wall | 1 | 2 | 3 |  | 3 | 18
| Main Door Wall | 1 | 2 | 2.6 |  | 2.6 | 13.52
| Door Jam | 1 | 1 | 6 | 0.23 |  | 1.38
| Door Deduction(-) | -1 | 2 | 1.8 |  | 2.1 | -7.56
| Windows Closing | 1 | 2 | 1 |  | 1.8 | 3.6
| Ventilators Closing | 2 | 2 | 1 |  | 0.6 | 2.4
| Door Deduction(-) | -1 | 2 | 1.5 |  | 2.1 | -6.3
| Windows Closing | 1 | 2 | 1 |  | 0.55 | 1.1
| OT -6 Room Main Door | 1 | 2 | 2.6 |  | 2.6 | 13.52
| Door Jam | 1 | 1 | 6 | 0.23 |  | 1.38
| Door Deduction(-) | -1 | 2 | 1.8 |  | 2.1 | -7.56
| Window Closing | 4 | 2 | 1 |  | 1.8 | 14.4
| Door Closing | 1 | 2 | 1.2 |  | 2.6 | 6.24
| Window Closing | 1 | 2 | 1 |  | 0.5 | 1
| Anesthesia Lounge Main Door | 1 | 2 | 2.6 |  | 2.6 | 13.52
| Door Jam | 1 | 1 | 5.4 | 0.23 |  | 1.242
| Door Deduction(-) | -1 | 2 | 1.2 |  | 2.1 | -5.04
| Partition Wall | 1 | 2 | 3.5 |  | 3 | 21
| Window Closing in Toilet | 1 | 2 | 1 |  | 1.2 | 2.4
| Surgeouns Lounge Main Door | 1 | 2 | 1.9 |  | 2.6 | 9.88
| do | 1 | 1 | 5.4 | 0.23 |  | 1.242
| Door Deduction(-) | -1 | 2 | 1.2 |  | 2.1 | -5.04
| Window Closing | 2 | 2 | 1.3 |  | 1.8 | 9.36
| do | 1 | 2 | 1 |  | 1.8 | 3.6
| Sterail Store Room Main Door | 1 | 2 | 1.54 |  | 3 | 9.24
| Door Jam | 1 | 1 | 5.2 | 0.23 |  | 1.196
| Door Deduction(-) | -1 | 2 | 1 |  | 2.1 | -4.2
| Point Of Care Lab Main Door | 1 | 2 | 1.5 |  | 2.6 | 7.8
| Door Jam | 1 | 1 | 5.7 | 0.23 |  | 1.311
| Door Deduction(-) | -1 | 2 | 1.5 |  | 2.1 | -6.3
| Window Closing | 1 | 2 | 1 |  | 2.6 | 5.2
| Door Closing | 1 | 2 | 1 |  | 2.6 | 5.2
| Lab Store Main Door | 1 | 2 | 1.2 |  | 2.6 | 6.24
| Door Jam | 1 | 1 | 5.2 | 0.23 |  | 1.196
| Door Deduction(-) | -1 | 2 | 1 |  | 2.1 | -4.2
| Corridor From Clean Store To General Store Access Control Door | 1 | 2 | 1.37 |  | 2.1 | 5.754
| CSSD Room Main Door Wall | 1 | 2 | 4 |  | 2.6 | 20.8
| Door Jam | 1 | 1 | 5.7 | 0.23 |  | 1.311
| Door Jam | 1 | 1 | 5 | 0.23 |  | 1.15
| Door Deduction(-) | -1 | 2 | 1.5 |  | 2.1 | -6.3
| do | -1 | 2 | 0.8 |  | 2.1 | -3.36
| TIR-3 Room Ventilators Closing | 2 | 2 | 1 |  | 0.6 | 2.4
| Windows Closing | 1 | 2 | 1 |  | 1.8 | 3.6
| TIR -2 Room | 1 | 2 | 5.7 |  | 3 | 34.2
| Door Jam | 1 | 1 | 6 | 0.23 |  | 1.38
| Door Deduction(-) | -1 | 2 | 1.8 |  | 2.1 | -7.56
| Wall | 1 | 2 | 3 |  | 2.1 | 12.6
| Partition Wall TIR 1 and 2 | 1 | 2 | 1.3 |  | 2.1 | 5.46
| do | 1 | 2 | 3.3 |  | 3 | 19.8
| TIR-1 Room Windows Closing | 3 | 2 | 1 |  | 1.8 | 10.8
| Main Door | 1 | 2 | 2.8 |  | 2.6 | 14.56
| Door Jam | 1 | 1 | 6 | 0.23 |  | 1.38
| Door Deduction(-) | -1 | 1 | 1.8 |  | 2.1 | -3.78
| OT-1 Room Parition Wall Ot-1 to OT-2 | 1 | 2 | 2.1 |  | 2.6 | 10.92
| Door Jam | 1 | 1 | 5.7 | 0.15 |  | 0.855
| Door Deduction(-) | -1 | 2 | 1.5 |  | 2.1 | -6.3
| OT-5 Room Partitio Wall OT-5 to OT 6 | 1 | 2 | 5.7 |  | 3 | 34.2
| Anesthesia Lounge Toilet Walls | 1 | 2 | 1.5 |  | 3 | 9
| do | 1 | 2 | 1.6 |  | 3.145 | 10.064
| Door Jam | 1 | 1 | 4.95 | 0.15 |  | 0.7425
| Door Deduction(-) | -1 | 2 | 0.75 |  | 2.1 | -3.15
| Surgeouns Lounge Toilet Wall | 1 | 2 | 1.7 |  | 3.45 | 11.73
| do | 1 | 2 | 1.5 |  | 3 | 9
| Door Jam | 1 | 1 | 4.95 | 0.15 |  | 0.7425
| Door Deduction(-) | -1 | 2 | 0.75 |  | 2.1 | -3.15
| Clean Store Room Main Door | 1 | 2 | 3 |  | 3.45 | 20.7
| Door Jam | 1 | 1 | 5.2 | 0.15 |  | 0.78
| Door Deduction(-) | -1 | 2 | 1 |  | 2.1 | -4.2
| Wash Area Main Door | 1 | 2 | 1.7 |  | 3.45 | 11.73
| Door Jam | 1 | 1 | 4.95 | 0.15 |  | 0.7425
| Door Deduction(-) | -1 | 2 | 0.75 |  | 2.1 | -3.15
| Lab Store Partition Wall | 1 | 2 | 4.6 |  | 3.45 | 31.74
| CSSD Room Clean Utility Partiton Wall | 1 | 2 | 5 |  | 3.45 | 34.5
| Door Jam | 1 | 1 | 4.95 | 0.15 |  | 0.7425
| Door Deduction(-) | -1 | 2 | 0.75 |  | 2.1 | -3.15
| Dirty Utility Room Partition Wall | 1 | 2 | 5.7 |  | 3.45 | 39.33
| Door Jam | 1 | 1 | 4.95 | 0.15 |  | 0.7425
| Door Deduction(-) | -1 | 2 | 0.75 |  | 2.1 | -3.15
| TIR-3 Room Partition Wall TIR 2and 3 | 1 | 2 | 5.7 |  | 3 | 34.2
| Corridor From UPS Room To OT-1 | 1 | 2 | 6.1 |  | 1.2 | 14.64
| Corridor From OT-1 to OT-6 | 1 | 2 | 30 |  | 1.2 | 72
| Door Deduction(-) | -1 | 6 | 1.8 |  | 1.2 | -12.96
| do | -1 | 2 | 1.2 |  | 1.2 | -2.88
| Corridor(-) | -1 | 1 | 3 |  | 1.2 | -3.6
| OT-5 Room | 1 | 1 | 14.8 |  | 1.2 | 17.76
| Anesthesia Lounge | 1 | 1 | 10.8 |  | 2 | 21.6
| Surgeouns Lounge | 1 | 1 | 17.3 |  | 2 | 34.6
| Clean Store Room | 1 | 1 | 12 |  | 1.2 | 14.4
| Point Of Care Lab | 1 | 1 | 26.8 |  | 1.2 | 32.16
| Wash Area | 1 | 1 | 7.4 |  | 1.2 | 8.88
| Lab Store | 1 | 1 | 12 |  | 1.5 | 18
| CSSD Room | 1 | 1 | 3.5 |  | 2.1 | 7.35
| Toilet At General Store Room | 1 | 1 | 15 |  | 1.2 | 18
| Door Deduction(-) | -1 | 4 | 0.75 |  | 1.2 | -3.6
| Toilet inside | 1 | 4 | 5.4 |  | 1.2 | 25.92
| Door Deduction(-) | -1 | 4 | 0.75 |  | 1.2 | -3.6
| wall | 1 | 1 | 5.75 | 2.1 |  | 12.075
| TIR-3 Room Ventilators Closing | 2 | 2 | 1 |  | 0.6 | 2.4
| Windows Closing | 1 | 2 | 1 |  | 1.8 | 3.6
| Main Door | 1 | 2 | 2.1 |  | 2.6 | 10.92
| Door Deduction(-) | -1 | 2 | 1.8 |  | 2.1 | -7.56
| TIR -2 Room | 1 | 2 | 5.7 |  | 3 | 34.2
| Door Deduction(-) | -1 | 2 | 1.8 |  | 2.1 | -7.56
| wall | 1 | 2 | 3 |  | 2.1 | 12.6
| Partition Wall TIR 1 and 2 | 1 | 2 | 1.3 |  | 2.1 | 5.46
| do | 1 | 2 | 3.3 |  | 3 | 19.8
| TIR-1 Room Windows Closing | 3 | 2 | 1 |  | 1.8 | 5.4
| Main Door | 1 | 2 | 2.8 |  | 2.6 | 7.28
| Door Deduction(-) | -1 | 2 | 1.8 |  | 2.1 | -3.78
| Doctors Room Main Door | 1 | 2 | 3.8 |  | 2.6 | 9.88
| Door Deduction(-) | -1 | 2 | 1 |  | 2.1 | -2.1
| Access Control Door At TIR -2 | 2 | 2 | 0.75 |  | 2.1 | 3.15
| Main Door | 1 | 2 | 1.9 |  | 2.6 | 4.94
| Door Deduction(-) | -1 | 2 | 1.25 |  | 2.1 | -2.625
| Entry | 1 | 2 | 1.75 |  | 2.6 | 4.55
| Door Deduction(-) | 1 | 2 | 1 |  | 2.1 | 2.1
| Change Rooms Main Door | 1 | 2 | 1.9 |  | 2.6 | 4.94
| Door Deduction(-) | -1 | 2 | 1.25 |  | 2.1 | -2.625
| Window Closing | 2 | 2 | 1 |  | 1.8 | 3.6
| Entry | 1 | 2 | 1.75 |  | 2.6 | 4.55
| Door Deduction(-) | -1 | 2 | 1 |  | 2.1 | -2.1
| Duty Nurses Room Main Door | 1 | 2 | 1.17 |  | 2.6 | 3.042
| Door Deduction(-) | -1 | 2 | 1 |  | 2.1 | -2.1
| Counseling Room | 1 | 2 | 2.2 |  | 2.6 | 5.72
| Door Deduction(-) | -1 | 2 | 1 |  | 2.1 | -2.1
| Window Closing | 2 | 2 | 1 |  | 1.8 | 3.6
| HOD Room Main Door | 1 | 2 | 1.9 |  | 2.6 | 4.94
| Door Deduction(-) | -1 | 2 | 1 |  | 2.1 | -2.1
| Future ICU Room Main Door | 1 | 2 | 2.88 |  | 2.6 | 7.488
| Door Deduction(-) | -1 | 2 | 1.5 |  | 2.1 | -3.15
| Windows Closing | 2 | 2 | 1 |  | 1.8 | 3.6
| Transplant ICU Main Door | 2 | 2 | 3.3 |  | 3 | 19.8
| Door Deduction(-) | -1 | 2 | 1.5 |  | 2.1 | -3.15
| Windows Closing | 9 | 2 | 1 |  | 1.8 | 16.2
| Wall | 1 | 2 | 1.55 |  | 3 | 4.65
| do | 1 | 2 | 3.2 |  | 2.6 | 8.32
| Door Deduction(-) | -2 | 2 | 1.15 |  | 2.1 | -4.83
| Toilet At Electrical Room Main Door | 1 | 2 | 1.8 |  | 2.6 | 4.68
| Door Deduction(-) | -1 | 2 | 1.2 |  | 2.1 | -2.52
| Door Closing | 1 | 2 | 1.5 |  | 2.6 | 3.9
| Electrical Room Window Closing | 1 | 2 | 1.8 |  | 1.8 | 3.24
| do | 1 | 2 | 3.5 |  | 1.8 | 6.3
| UPS Room Main Door | 1 | 2 | 1.8 |  | 2.6 | 4.68
| Door Deduction(-) | -1 | 2 | 1.5 |  | 2.1 | -3.15
| TOR-3 room | 1 | 2 | 16 |  | 2.1 | 33.6
| TIR-2 Room | 1 | 2 | 5.1 |  | 1.2 | 6.12
| TIR-1 Room | 1 | 2 | 11.8 |  | 2 | 23.6
| TIR-3 Room Partition Wall TIR 2and 3 | 1 | 2 | 5.7 |  | 3 | 17.1
| Doctors Room Toilet Room Walls | 1 | 2 | 1.7 |  | 2.45 | 4.165
| do | 1 | 2 | 1.54 |  | 2.45 | 3.773
| Door Deduction(-) | -1 | 2 | 0.75 |  | 2.1 | -1.575
| Change Rooms Door Walls | 2 | 2 | 4.5 |  | 3.45 | 31.05
| Door Deduction(-) | -4 | 4 | 1 |  | 2.1 | -8.4
| Partition Walls | 4 | 2 | 2.22 |  | 3.45 | 30.636
| Ventilators Closing | 2 | 2 | 0.6 |  | 0.6 | 0.72
| Duty Nurses Room | 1 | 2 | 5.7 |  | 3.45 | 19.665
| do | 1 | 2 | 1.64 |  | 3.45 | 5.658
| do | 1 | 2 | 1.54 |  | 3.45 | 5.313
| Door Deduction(-) | -2 | 2 | 0.75 |  | 2.1 | -3.15
| Nurses Room to Counseling Room Partition Wall | 2 | 2 | 5.7 |  | 3.45 | 39.33
| HOD Room Toilet Walls | 2 | 2 | 1.55 |  | 3.45 | 10.695
| do | 1 | 2 | 1.75 |  | 3.45 | 6.0375
| Door Deduction(-) | -1 | 2 | 0.75 |  | 2.1 | -1.575
| Partition Wall | 1 | 2 | 5.7 |  | 3.45 | 19.665
| Future ICU Room Partition Walls | 1 | 2 | 5.7 |  | 3.45 | 19.665
| do | 1 | 2 | 5.7 |  | 3 | 17.1
| Transplant Icu | 1 | 2 | 5.7 |  | 3.45 | 19.665
| Toilet Passege Toilet Wall | 1 | 2 | 4.38 |  | 2.6 | 11.388
| Door Deduction(-) | -3 | 2 | 0.75 |  | 2.1 | -4.725
| do | -2 | 2 | 1.5 |  | 2.6 | -7.8
| Passage Entry Wall | 1 | 2 | 1.7 |  | 3 | 5.1
| Door Deduction(-) | -1 | 2 | 1.2 |  | 2.1 | -2.52
| Toilet at electrical Room Toilet Walls | 1 | 2 | 5.8 |  | 2.4 | 13.92
| partition wall | 3 | 2 | 1.5 |  | 2.4 | 10.8
| Door Deduction(-) | -4 | 2 | 0.75 |  | 2.1 | -6.3
| Electrical Room partition Wall | 1 | 2 | 5.5 |  | 2.1 | 11.55
| UPS Room Partition Wall | 1 | 2 | 5.3 |  | 3 | 15.9
| TOR-3 room | 1 | 1 | 16 |  | 2.1 | 33.6
| TIR-2 Room | 1 | 1 | 5.1 |  | 1.2 | 6.12
| TIR-1 Room | 1 | 1 | 11.8 |  | 2 | 23.6
| Doctors Room | 1 | 1 | 2.65 |  | 2.1 | 5.565
| Change Rooms | 1 | 1 | 5.75 |  | 2 | 11.5
| do | 1 | 1 | 5.8 |  | 2 | 11.6
| Duty Nurses Room | 1 | 2 | 2.17 |  | 2 | 8.68
| Counseling Room | 1 | 1 | 2 |  | 2 | 4
| HOD Room | 1 | 2 | 3.3 |  | 2 | 13.2
| do | 1 | 1 | 5.7 |  | 2 | 11.4
| Toilet Passage | 1 | 1 | 18.5 |  | 1.65 | 30.525
| do | 1 | 1 | 1.2 |  | 1.8 | 2.16
1696.98
Pressure grouting the drilled holes with neat cement slurry or with approved grout admixture using pump - excluding cost of drilling holes after fixing nozzles astechnical specification approved by the department etc,. Including cost & Conveyanance of all labour charges etc,. complete finished item of work
| Post ICU | 1 | 207 |  |  |  | 207
| Mot's integration Room | 1 | 38 |  |  |  | 38
| Future ICU | 1 | 58 |  |  |  | 58
| Transplant Icu | 1 | 57 |  |  |  | 62
| Corridor at Future ICU And Transplant ICU | 1 | 55 |  |  |  | 78
| Corridor at MOT'S | 1 | 41 |  |  |  | 56
| Future ICU | 1 | 28 |  |  |  | 42
| Transplant ICU | 1 | 30 |  |  |  | 54
| Corridor at transplant ICU | 1 | 8 |  |  |  | 21
| HOD Room And Toilet | 1 | 15 |  |  |  | 28
| Duty Nurses Room And Toilet | 1 | 23 |  |  |  | 23
| Doctors Room And Toilet | 1 | 16 |  |  |  | 31
| TIR-1 | 1 | 30 |  |  |  | 30
| OT-1 | 1 | 25 |  |  |  | 25
| OT-2 | 1 | 40 |  |  |  | 40
| OT-3 | 1 | 58 |  |  |  | 58
| OT-4 | 1 | 10 |  |  |  | 10
| Corridor at OT'S | 1 | 41 |  |  |  | 41
| Corridor at electrical room | 1 | 9 |  |  |  | 16
| Surgeons Lounge | 1 | 23 |  |  |  | 23
| Corridor at lab store | 1 | 31 |  |  |  | 31
| Corridot at TIR-3 | 1 | 4 |  |  |  | 6
| Corridor at TIR-2 | 1 | 20 |  |  |  | 28
| Corridor at TIR-1 & Doctors Room | 1 | 43 |  |  |  | 43
1049
Supplying and fixing of Unplasticised Poly Vinyl Chloride (UPVC) 3 track sliding windows with mesh shutter – (2-glass shutters and 1-mesh shutter) duly manufactured using UPVC reinforced profiles (Composition of profile shall consists a minimum of 5.5 PHR of TiO2 and not more than 12 PHR of CaCo3 for every 100 parts of PVC resin) of (94mm x 45 mm)/(80 mm x 52 mm) x 2.20 mm for outer frames, (58 mm x 39 mm)/(54 mm x 38 mm) x 2.20mm for sliding shutter frames capable of mounting single glazing system structurally reinforced with hot dip galvanized up to 50 microns of minimum thickness of 1.0/1.2 mm prefabricated & welded through fusion welding. The window sash shall be fitted with 5 mm thick clear float glass of reputed make and mesh shutter frame shall be (42 mm x 25mm)/(52 mm x 21.5 mm) x 2.0 mm fitted with Vinyl Coated Fiber mesh- on rollers/ pulley duly fixed with Grey colour TPV Gasket for sash & Glazing bead shall be co-extruded with Grey colour soft PVC. System shall have single point locking with Touch Lock and the system is to be installed at the site using anchor fasteners, silicon rubber sealant, easy glazing/deglazing at site etc., including cost and conveyance of all materials, accessories, labour charges for transportation, erection at site including overheads and contractors profit etc., complete for finished item of work
| Mot's integration Room | 1 | 1 | 0.911 |  | 1.708 | 1.556
| Mot's integration Room | 1 | 1 | 0.918 |  | 1.708 | 1.5679
| Mot's integration Room | 1 | 1 | 0.902 |  | 1.708 | 1.5406
| Clear Store | 1 | 1 | 0.902 |  | 1.705 | 1.5379
| Clear Store | 1 | 1 | 0.905 |  | 1.7 | 1.5385
| Sterail Room | 1 | 1 | 0.906 |  | 1.7 | 1.5402
| Sterail Room | 1 | 1 | 0.91 |  | 1.705 | 1.5516
| Sterail Room | 1 | 1 | 1.813 |  | 1.696 | 3.0748
| Sterail Room | 1 | 1 | 1.832 |  | 1.701 | 3.1162
| Point Of Care | 1 | 1 | 1.81 |  | 1.693 | 3.0643
| Point Of Care | 1 | 1 | 0.903 |  | 1.698 | 1.5333
| Point Of Care | 1 | 1 | 0.9 |  | 1.7 | 1.53
| Point Of Care | 1 | 1 | 0.905 |  | 1.7 | 1.5385
| CSSD Room | 1 | 1 | 0.91 |  | 1.698 | 1.5452
| CSSD Room | 1 | 1 | 0.918 |  | 0.616 | 0.56549
| Dirty Utility | 1 | 1 | 0.904 |  | 1.702 | 1.5386
| Toilets | 1 | 1 | 0.911 |  | 1.707 | 1.5551
| Toilets | 1 | 1 | 0.905 |  | 1.703 | 1.5412
| Counseling Room | 1 | 1 | 0.9 |  | 1.702 | 1.5318
| Duty Nurses Room | 1 | 1 | 0.9 |  | 1.705 | 1.5345
| Doctors Room | 1 | 1 | 0.902 |  | 1.71 | 1.5424
36.0442
Supplying and fixing of Unplasticised Poly Vinyl Chloride (UPVC) casement windows openable shutters duly manufactured using UPVC reinforced profiles (Composition of profile shall consists aminimum of 5.5 PHR of TiO2 and not more than 12PHR of CaCo3 for every 100 parts of PVC resin) of 60mm x 55 mm x 2.40 mm for outer frames, 74 mm x 60mm x 2.40 mm for mullion sections for two or more openable shutters 75 mm x 60 mm x 2.40 mm for openable shutter frame capable of mounting single glazing system structurally reinforced with hot dip galvanized up to 50 microns of minimum thickness of 1.0/1.2 mm prefabricated & welded through fusion welding. The window sash shall be fitted with 5 mm thick clear float glass of reputed make duly fixed with Grey colour TPV Gasket for sash & Glazing bead shall be co-extruded with Grey colour soft PVC and accessories for casement window – friction hinges of stainless steel grade 304/430- 2 Nos., per sash, handle with zamak alloy casting 1 No. per sash, multipoint locking system suitably concealed 1 No., per sash provided with raiser wedges for smooth operation and the system is to be installed at the site using anchor fasteners, silicon rubber sealant, easy glazing/ deglazing at site etc., including cost and conveyance of all materials, accessories, labour charges for transportation, erection at site including overheads and contractor profit etc., complete for finished item of work
| Opposite to MOT'S Caridor | 1 | 1 | 1.3 |  | 1.682 | 2.1866
| Post ICU | 1 | 1 | 0.903 |  | 1.7 | 1.5351
| Post ICU | 1 | 1 | 0.9 |  | 1.7 | 1.53
| Post ICU | 1 | 1 | 0.908 |  | 1.69 | 1.5345
| Post ICU | 1 | 1 | 0.903 |  | 1.7 | 1.5351
| Toilets | 4 | 1 | 0.9 |  | 0.6 | 2.16
| OT - 1 | 1 | 1 | 0.91 |  | 1.353 | 1.2312
| OT - 1 | 1 | 1 | 0.912 |  | 1.34 | 1.2221
| OT -2 | 1 | 1 | 0.91 |  | 1.345 | 1.224
| OT -2 | 1 | 1 | 0.9 |  | 1.35 | 1.215
| Future Praposal-1 | 1 | 1 | 0.903 |  | 1.3 | 1.1739
| Future Praposal-2 | 1 | 1 | 0.902 |  | 1.366 | 1.2321
| Future Praposal-2 | 1 | 1 | 0.9 |  | 1.388 | 1.2492
| Beside Lab Store Caridor | 1 | 1 | 1.802 |  | 1.687 | 3.04
| Dirty Utility | 1 | 1 | 0.91 |  | 1.7 | 1.547
| Dirty Utility | 1 | 1 | 0.904 |  | 1.698 | 1.535
| BesideDirty Utility Caridor | 1 | 1 | 1.785 |  | 1.706 | 3.0452
| Toilets | 1 | 1 | 1.807 |  | 1.71 | 3.09
| Toilets | 1 | 1 | 1.815 |  | 1.71 | 3.1037
| OT-4 | 1 | 1 | 0.91 |  | 1.357 | 1.2349
| OT - 3 | 1 | 1 | 0.898 |  | 1.351 | 1.2132
| OT - 3 | 1 | 1 | 0.923 |  | 1.356 | 1.2516
| Post ICU | 1 | 1 | 1.512 |  | 1.704 | 2.5764
| Post ICU Beside Caridor | 1 | 1 | 1.514 |  | 1.7 | 2.5738
| Changing Room | 1 | 1 | 0.916 |  | 1.171 | 1.0726
| TIR - 1 | 1 | 1 | 0.91 |  | 1.347 | 1.2258
| TIR - 2 | 1 | 1 | 0.91 |  | 1.357 | 1.2349
| TIR - 3 | 1 | 1 | 0.906 |  | 1.346 | 1.2195
| Transplant ICU | 1 | 1 | 0.9 |  | 1.703 | 1.5327
| Transplant ICU | 1 | 1 | 0.904 |  | 1.706 | 1.5422
| Transplant ICU | 1 | 1 | 0.91 |  | 1.7 | 1.547
| Room | 1 | 1 | 0.903 |  | 1.703 | 1.5378
| Room | 1 | 1 | 0.912 |  | 1.708 | 1.5577
| Room | 1 | 1 | 0.906 |  | 1.705 | 1.5447
57.2544
Providing, supplying & fixing of Fixed Louvered Ventilator made out of multi chambered uPVC sections with Glazing bead shall be co-extruded with Grey colour soft PVC. having isolated drainage and reinforced with Galvanized Iron profiles throughout the window. The outer frame having an overall size of 60 mm x 55 mm x 2.40 with reinforcement of 1 mm thickness and Mullion with overall size of 74 mm x 60 mm x 2.40 mm with reinforcement of 1 mm thickness. (Composition of profile shall consists a minimum of 5.5 PHR of TiO2 and not more than 12 PHR of CaCo3 for every 100 parts of PVC resin). Ventilator shall be provided with 4.5 mm Pin Head glass, standard hardware. Wall thickness of frame & Mullion shall be 2.4 mm., including cost and conveyance of all materials, accessories, labour charges for transportation, erection at site including overheads and contractor profit etc., complete for finished item of work
| Wash Area | 1 | 1 | 0.896 |  | 0.594 | 0.53222
| Wash Area | 1 | 1 | 0.904 |  | 0.584 | 0.52794
| Wash Area | 1 | 1 | 0.887 |  | 0.595 | 0.52776
| Lab Store | 1 | 1 | 0.594 |  | 0.607 | 0.36056
| Lab Store | 1 | 1 | 0.89 |  | 0.603 | 0.53667
| Lab Store | 1 | 1 | 0.62 |  | 0.607 | 0.37634
| CSSD Room | 1 | 1 | 0.91 |  | 0.575 | 0.52325
| Toilets | 4 | 1 | 0.9 |  | 0.6 | 2.16
| Surgeons Lounge | 1 | 1 | 0.904 |  | 0.606 | 0.54782
| Surgeons Lounge | 1 | 1 | 0.906 |  | 0.596 | 0.53998
| Surgeons Lounge | 1 | 1 | 0.912 |  | 0.6 | 0.5472
| Anesthesia Toilet | 1 | 1 | 0.915 |  | 0.598 | 0.54717
| HOD Room | 1 | 1 | 0.905 |  | 0.594 | 0.53757
| HOD Room | 1 | 1 | 0.625 |  | 0.618 | 0.38625
| HOD Room | 1 | 1 | 0.6 |  | 0.6 | 0.36
| HOD Room | 1 | 1 | 0.898 |  | 0.668 | 0.59986
| Toilet | 1 | 1 | 0.92 |  | 0.59 | 0.5428
| Changing Room | 4 | 1 | 0.6 |  | 0.6 | 1.44
| Doctors Room | 1 | 1 | 0.6 |  | 0.6 | 0.36
| Passage Toilet | 1 | 1 | 0.915 |  | 0.595 | 0.54443
| Passage Toilet | 1 | 1 | 0.91 |  | 0.61 | 0.5551
| Passage Toilet | 1 | 1 | 0.86 |  | 0.59 | 0.5074
13.5603
Painting two coats with synthetic enamel paint Gr-I having VOC (Volatile Organic Compound) content less than 50 grams/litre to old iron work including cost and conveyance of all materials to site, sales & other taxes, incidental, operational and all labour charges and overheads & contractors profit etc., complete for finished item of work in all floors. (SS No. 1201, 1212 & 1207).
| Mot's integration Room | 1 | 1.15 | 0.911 |  | 1.708 | 1.7894
| Mot's integration Room | 1 | 1.15 | 0.918 |  | 1.708 | 1.8031
| Mot's integration Room | 1 | 1.15 | 0.902 |  | 1.708 | 1.7717
| Clear Store | 1 | 1.15 | 0.902 |  | 1.705 | 1.7686
| Clear Store | 1 | 1.15 | 0.905 |  | 1.7 | 1.7693
| Sterail Room | 1 | 1.15 | 0.906 |  | 1.7 | 1.7712
| Sterail Room | 1 | 1.15 | 0.91 |  | 1.705 | 1.7843
| Sterail Room | 1 | 1.15 | 1.813 |  | 1.696 | 3.5361
| Sterail Room | 1 | 1.15 | 1.832 |  | 1.701 | 3.5837
| Point Of Care | 1 | 1.15 | 1.81 |  | 1.693 | 3.524
| Point Of Care | 1 | 1.15 | 0.903 |  | 1.698 | 1.7633
| Point Of Care | 1 | 1.15 | 0.9 |  | 1.7 | 1.7595
| Point Of Care | 1 | 1.15 | 0.905 |  | 1.7 | 1.7693
| CSSD Room | 1 | 1.15 | 0.91 |  | 1.698 | 1.777
| CSSD Room | 1 | 1.15 | 0.918 |  | 0.616 | 0.65031
| Dirty Utility | 1 | 1.15 | 0.904 |  | 1.702 | 1.7694
| Toilets | 1 | 1.15 | 0.911 |  | 1.707 | 1.7883
| Toilets | 1 | 1.15 | 0.905 |  | 1.703 | 1.7724
| Counseling Room | 1 | 1.15 | 0.9 |  | 1.702 | 1.7616
| Duty Nurses Room | 1 | 1.15 | 0.9 |  | 1.705 | 1.7647
| Doctors Room | 1 | 1.15 | 0.902 |  | 1.71 | 1.7738
| Opposite to MOT'S Caridor | 1 | 1.15 | 1.3 |  | 1.682 | 2.5146
| Post ICU | 1 | 1.15 | 0.903 |  | 1.7 | 1.7654
| Post ICU | 1 | 1.15 | 0.9 |  | 1.7 | 1.7595
| Post ICU | 1 | 1.15 | 0.908 |  | 1.69 | 1.7647
| Post ICU | 1 | 1.15 | 0.903 |  | 1.7 | 1.7654
| Toilets | 4 | 1.15 | 0.9 |  | 0.6 | 2.484
| Future Praposal-1 | 1 | 1.15 | 0.903 |  | 1.3 | 1.35
| Future Praposal-2 | 1 | 1.15 | 0.902 |  | 1.366 | 1.417
| Future Praposal-2 | 1 | 1.15 | 0.9 |  | 1.388 | 1.4366
| Beside Lab Store Caridor | 1 | 1.15 | 1.802 |  | 1.687 | 3.496
| Dirty Utility | 1 | 1.15 | 0.91 |  | 1.7 | 1.7791
| Dirty Utility | 1 | 1.15 | 0.904 |  | 1.698 | 1.7652
| BesideDirty Utility Caridor | 1 | 1.15 | 1.785 |  | 1.706 | 3.502
| Toilets | 1 | 1.15 | 1.807 |  | 1.71 | 3.5535
| Toilets | 1 | 1.15 | 1.815 |  | 1.71 | 3.5692
| Post ICU | 1 | 1.15 | 1.512 |  | 1.704 | 2.9629
| Post ICU Beside Caridor | 1 | 1.15 | 1.514 |  | 1.7 | 2.9599
| Changing Room | 1 | 1.15 | 0.916 |  | 1.171 | 1.2335
| Transplant ICU | 1 | 1.15 | 0.9 |  | 1.703 | 1.7626
| Transplant ICU | 1 | 1.15 | 0.904 |  | 1.706 | 1.7736
| Transplant ICU | 1 | 1.15 | 0.91 |  | 1.7 | 1.7791
| Room | 1 | 1.15 | 0.903 |  | 1.703 | 1.7685
| Room | 1 | 1.15 | 0.912 |  | 1.708 | 1.7914
| Room | 1 | 1.15 | 0.906 |  | 1.705 | 1.7764
93.1806
Providing and applying Wall putty of White Cement or Polymer or Cement based of average 1 to 2 mm thickness over plastered surface to prepare the surface even and smooth after thoroughly brushing the surface to remove all dirt and remains of loose powdered materials, applying emery paper, Sand the surface, clean & wipe off loose dust, applying knifing paste filler by putty knife / muslin pad, air dry for 2 - 3 hrs, sand with 180 and 320 No., emery paper for the surface preparation including cost and conveyance of all materials to work site and all operational, incidental, labour charges, over heads and contractors profit etc., complete for finished item of work in all floors for Internal walls.
| Main Entry | 1 | 2 | 6.03 |  | 3 | 36.18
| Door Deduction | 1 | 1 | 1.16 |  | 2.1 | 2.436
| UPS Room Inside | 1 | 1 | 16.58 |  | 3 | 49.74
| Door Deduction | -1 | 1 | 1.5 |  | 2.1 | -3.15
| Door Jam | 1 | 1 | 5.7 | 0.23 |  | 1.311
| Electrical Room Inside | 1 | 1 | 21.37 |  | 3 | 64.11
| Door Deduction | -1 | 1 | 1.5 |  | 2.1 | -3.15
| Door Jam | 1 | 1 | 5.7 | 0.23 |  | 1.311
| Columns Sides | 1 | 1 | 1.2 |  | 3 | 3.6
| UPS Room And Electrical Room Door Walls | 1 | 1 | 9.155 |  | 3 | 27.465
| Door Deduction | -1 | 2 | 1.5 |  | 2.1 | -6.3
| Door Jam | 1 | 2 | 5.7 | 0.1 |  | 1.14
| Toilet Passage Wall | 1 | 1 | 5.06 |  | 2.1 | 10.626
| Toilet Inside | 1 | 2 | 18.09 |  | 1.5 | 54.27
|  | 1 | 4 | 5.83 |  | 1.5 | 34.98
|  | 1 | 1 | 6.68 |  | 1.5 | 10.02
| Doors Deductions | -3 | 2 | 0.8 |  | 1.5 | -7.2
|  | -1 | 1 | 1.4 |  | 1.5 | -2.1
| Toilet Main Door Deduction | -1 | 1 | 1.5 |  | 1.5 | -2.25
| Door Jams | 1 | 3 | 5 | 0.1 |  | 1.5
|  | 1 | 1 | 7.4 | 0.1 |  | 0.74
| Toilet Passage Inside | 1 | 1 | 17.98 |  | 1.5 | 26.97
| Bath Rooms | 1 | 4 | 5.6 |  | 1.5 | 33.6
| Door Deduction | -1 | 4 | 0.8 |  | 2.1 | -6.72
| Door Jams | 1 | 4 | 5 | 0.1 |  | 2
| Electrical Room | 1 | 1 | 16 |  | 3 | 48
| Door Deduction | -1 | 1 | 1.5 |  | 2.1 | -3.15
| Door Jam | 1 | 1 | 5.7 | 0.23 |  | 1.311
| Fire Exit Walls | 1 | 2 | 5.74 |  | 3 | 34.44
| Anesthesia Lounge Inside | 1 | 1 | 21.87 |  | 3 | 65.61
| Door Deduction | -1 | 2 | 1.5 |  | 2.1 | -6.3
| Toilet Door | -1 | 2 | 0.8 |  | 2.1 | -3.36
| Door Jam | 1 | 1 | 5.7 | 0.23 |  | 1.311
| Toilet Door Jan | 1 | 1 | 5 | 0.1 |  | 0.5
| Toilet Inside | 1 | 1 | 5.74 |  | 1.5 | 8.61
| Ventilator Deduction | -1 | 1 | 0.6 |  | 0.6 | -0.36
| Ventilators Jam | 1 | 1 | 2.4 | 0.23 |  | 0.552
| Sureons Lounge Inside | 1 | 1 | 21.87 |  | 3 | 65.61
| Door Deduction | -1 | 2 | 1.5 |  | 2.1 | -6.3
| Toilet Door | -1 | 2 | 0.8 |  | 2.1 | -3.36
| Door Jam | 1 | 1 | 5.7 | 0.23 |  | 1.311
| Toilet Door Jan | 1 | 1 | 5 | 0.1 |  | 0.5
| Toilet Inside | 1 | 1 | 5.74 |  | 1.5 | 8.61
| Ventilator Deduction | -1 | 1 | 0.6 |  | 0.6 | -0.36
| Ventilators Jam | 1 | 1 | 2.4 | 0.23 |  | 0.552
| Clean Store | 1 | 1 | 12.37 |  | 3 | 37.11
| Windows Deductions | -1 | 2 | 0.9 |  | 1.8 | -3.24
| Window Jams | 1 | 2 | 5.4 | 0.23 |  | 2.484
| Door Deduction | -1 | 2 | 1 |  | 2.1 | -4.2
| Door Jam | 1 | 1 | 5.2 | 0.1 |  | 0.52
| Door Wall | 1 | 1 | 3.18 |  | 3 | 9.54
| Sterile Store Room | 1 | 1 | 22.96 |  | 3 | 68.88
| Window Deductions | -1 | 2 | 0.9 |  | 1.8 | -3.24
|  | -1 | 1 | 1.5 |  | 1.8 | -2.7
| Window Jams | 1 | 2 | 6.4 | 0.23 |  | 2.944
|  | 1 | 1 | 6.6 | 0.23 |  | 1.518
| Door Deduction | -1 | 1 | 1.5 |  | 2.1 | -3.15
| Door Jam | 1 | 1 | 5.7 | 0.23 |  | 1.311
| Clear Lab Inside | 1 | 1 | 26.97 |  | 3 | 80.91
| Windows Deductions | -1 | 4 | 0.9 |  | 1.8 | -6.48
| Windows Jam | 1 | 4 | 5.4 | 0.23 |  | 4.968
| Lab Store | 1 | 1 | 20.62 |  | 3 | 61.86
| CSSD And Dirty Utility Room | 1 | 1 | 27.78 |  | 3 | 83.34
| Clean Utility | 1 | 1 | 4.63 |  | 3.45 | 15.9735
| Partion Wall | 1 | 2 | 5.74 |  | 3.45 | 39.606
| Door Deduction | -2 | 2 | 1 |  | 2.1 | -8.4
| Door Jam | 1 | 2 | 5.2 | 0.1 |  | 1.04
| General Store Room | 1 | 1 | 13.55 |  | 3 | 40.65
| Door Deduction | -1 | 2 | 1 |  | 2.1 | -4.2
| Door Jam | 1 | 1 | 5.2 | 0.23 |  | 1.196
| Windows Deductions | -1 | 2 | 0.9 |  | 1.8 | -3.24
| Windows Jam | 1 | 1 | 5.4 | 0.23 |  | 1.242
| Passage | 1 | 1 | 18.18 |  | 3 | 54.54
| Toilet Passage | 1 | 1 | 19.56 |  | 1.5 | 29.34
| Bath Rooms | 1 | 4 | 5.9 |  | 1.5 | 35.4
| Door Deduction | -2 | 2 | 1 |  | 2.1 | -8.4
| Door Jams | 1 | 2 | 7.3 | 0.1 |  | 1.46
| Bath Door Deductions | -4 | 2 | 0.8 |  | 2.1 | -13.44
| Door Jams | 1 | 4 | 5 | 0.1 |  | 2
| Changing Room | 1 | 4 | 7.8 |  | 3.45 | 107.64
| Door Walls Outside | 1 | 4 | 1.8 |  | 3.45 | 24.84
| Door Deduction | -2 | 4 | 1 |  | 2.1 | -16.8
| Door Jam | 1 | 4 | 5.2 | 0.15 |  | 3.12
| Shoe Rack | 1 | 1 | 15.68 |  | 3 | 47.04
| Deduct Window | -1 | 1 | 0.9 |  | 1.8 | -1.62
| Window Jam | 1 | 1 | 5.4 | 0.23 |  | 1.242
| Duty Nurses Room | 1 | 1 | 16.28 |  | 3 | 48.84
| Deduct Window | -1 | 1 | 0.9 |  | 1.8 | -1.62
| Window Jam | 1 | 1 | 5.4 | 0.23 |  | 1.242
| ventilator Deduction | -1 | 1 | 0.6 |  | 0.6 | -0.36
| Window Jam | 1 | 1 | 2.4 | 0.23 |  | 0.552
| Counseling Room | 1 | 1 | 16.28 |  | 3 | 48.84
| Deduct Window | -1 | 1 | 0.9 |  | 1.8 | -1.62
| Window Jam | 1 | 1 | 5.4 | 0.23 |  | 1.242
| HOD Room | 1 | 1 | 18.08 |  | 3 | 54.24
| Deduct Window | -1 | 1 | 0.9 |  | 1.8 | -1.62
| Window Jam | 1 | 1 | 5.4 | 0.23 |  | 1.242
| HOD Room Toilet Wall Inside | 1 | 1 | 3.2 |  | 3 | 9.6
| Out Side | 1 | 1 | 3.4 |  | 3 | 10.2
| Door Deduction | -1 | 2 | 0.8 |  | 2.1 | -3.36
| Door Jam | 1 | 1 | 5 | 0.1 |  | 0.5
| Duty Nurses Room Toilet Wall inside | 1 | 1 | 3 |  | 3 | 9
| Out Side | 1 | 1 | 3.2 |  | 3 | 9.6
| Door Deduction | -1 | 2 | 0.8 |  | 2.1 | -3.36
| Door Jam | 1 | 1 | 5 | 0.1 |  | 0.5
| Doctors Room | 1 | 1 | 19.2 |  | 3 | 57.6
| Toilet Wall | 1 | 1 | 3.2 |  | 3 | 9.6
| Door Deduction | -1 | 2 | 0.8 |  | 2.1 | -3.36
| Door Jam | 1 | 1 | 5 | 0.1 |  | 0.5
| Deduct Window | -1 | 1 | 0.9 |  | 1.8 | -1.62
| Window Jam | 1 | 1 | 5.4 | 0.23 |  | 1.242
| ventilator Deduction | -1 | 1 | 0.6 |  | 0.6 | -0.36
| Ventilator Jam | 1 | 1 | 2.4 | 0.23 |  | 0.552
1475.2725
Painting to new walls with 2 coats of Acrylic based Oil bound Washable Distemper having VOC content less than 50 grams/litre over promer coat using white cemnt as approved by Engineer-In-Charge, making 3 coats in all to give an even shade after thourughly brushing the surface to remove all dirt and remains of loose powdered materials, including cost and conveyance of all materials to work site and all operational, incidental, labour charges etc., and overheads & contractors profit complete for finished item of work as per APSS 911 for internal walls in all floors.
| Main Entry | 1 | 2 | 6.03 |  | 3 | 36.18
| Door Deduction | 1 | 1 | 1.16 |  | 2.1 | 2.436
| UPS Room Inside | 1 | 1 | 16.58 |  | 3 | 49.74
| Door Deduction | -1 | 1 | 1.5 |  | 2.1 | -3.15
| Door Jam | 1 | 1 | 5.7 | 0.23 |  | 1.311
| Electrical Room Inside | 1 | 1 | 21.37 |  | 3 | 64.11
| Door Deduction | -1 | 1 | 1.5 |  | 2.1 | -3.15
| Door Jam | 1 | 1 | 5.7 | 0.23 |  | 1.311
| Columns Sides | 1 | 1 | 1.2 |  | 3 | 3.6
| UPS Room And Electrical Room Door Walls | 1 | 1 | 9.155 |  | 3 | 27.465
| Door Deduction | -1 | 2 | 1.5 |  | 2.1 | -6.3
| Door Jam | 1 | 2 | 5.7 | 0.1 |  | 1.14
| Toilet Passage Wall | 1 | 1 | 5.06 |  | 2.1 | 10.626
| Toilet Inside | 1 | 2 | 18.09 |  | 1.5 | 54.27
|  | 1 | 4 | 5.83 |  | 1.5 | 34.98
|  | 1 | 1 | 6.68 |  | 1.5 | 10.02
| Doors Deductions | -3 | 2 | 0.8 |  | 1.5 | -7.2
|  | -1 | 1 | 1.4 |  | 1.5 | -2.1
| Toilet Main Door Deduction | -1 | 1 | 1.5 |  | 1.5 | -2.25
| Door Jams | 1 | 3 | 5 | 0.1 |  | 1.5
|  | 1 | 1 | 7.4 | 0.1 |  | 0.74
| Carridar MOT's To Electrical Room | 1 | 2 | 29.675 |  | 1.8 | 106.83
| Door Deduction | -1 | 3 | 1.5 |  | 2.1 | -9.45
|  | -1 | 1 | 1 |  | 2.1 | -2.1
| Carridar Open | -1 | 1 | 3 |  | 3 | -9
| Door Jam | 1 | 3 | 5.7 | 0.23 |  | 3.933
|  | 1 | 1 | 5.2 | 0.23 |  | 1.196
| Window Deductions | -1 | 2 | 1.7 |  | 1.8 | -6.12
| Window Jams | 1 | 2 | 7 | 0.23 |  | 3.22
| Carridar Access Control Walls | 8 | 2 | 1.43 |  | 2.1 | 48.048
| MOT's Room Inside | 1 | 1 | 32.13 |  | 3 | 96.39
| Door Deduction | -1 | 2 | 1.5 |  | 2.1 | -6.3
| Window Deductions | -1 | 3 | 0.9 |  | 1.8 | -4.86
| Window Jams | 1 | 3 | 5.4 | 0.23 |  | 3.726
| Cloumns Sides | 1 | 4 | 1.2 |  | 3 | 14.4
| Post ICU Room | 1 | 1 | 40.03 |  | 3 | 120.09
| Door Deduction | -1 | 1 | 1.5 |  | 2.1 | -3.15
| Columns Sides | 1 | 5 | 0.075 |  | 3 | 1.125
| Toilet Passage Inside | 1 | 1 | 17.98 |  | 1.5 | 26.97
| Bath Rooms | 1 | 4 | 5.6 |  | 1.5 | 33.6
| Door Deduction | -1 | 4 | 0.8 |  | 2.1 | -6.72
| Door Jams | 1 | 4 | 5 | 0.1 |  | 2
| Electrical Room | 1 | 1 | 16 |  | 3 | 48
| Door Deduction | -1 | 1 | 1.5 |  | 2.1 | -3.15
| Door Jam | 1 | 1 | 5.7 | 0.23 |  | 1.311
| Fire Exit Walls | 1 | 2 | 5.74 |  | 3 | 34.44
| Carridar OT-1 to OT-4 | 1 | 2 | 30.03 |  | 1.8 | 108.108
| Door Deduction | -6 | 2 | 1.76 |  | 2.1 | -44.352
|  | -2 | 2 | 1.5 |  | 2.1 | -12.6
| Carridar Open | -1 | 1 | 3 |  | 3 | -9
| Door Jams | 1 | 6 | 5.96 | 0.23 |  | 8.2248
|  | 1 | 2 | 5.81 | 0.23 |  | 2.6726
| OT-1,2,3,4,5,6 Inside | 1 | 6 | 25.4 |  | 3 | 457.2
| Windows Deductions | -1 | 11 | 0.9 |  | 1.8 | -17.82
| Window Jams | 1 | 11 | 5.4 | 0.23 |  | 13.662
| OT Partition Doors | -3 | 2 | 1.49 |  | 2.1 | -18.774
| Door Jams | 1 | 3 | 5.69 | 0.1 |  | 1.707
| Anesthesia Lounge Inside | 1 | 1 | 21.87 |  | 3 | 65.61
| Door Deduction | -1 | 2 | 1.5 |  | 2.1 | -6.3
| Toilet Door | -1 | 2 | 0.8 |  | 2.1 | -3.36
| Door Jam | 1 | 1 | 5.7 | 0.23 |  | 1.311
| Toilet Door Jam | 1 | 1 | 5 | 0.1 |  | 0.5
| Toilet Inside | 1 | 1 | 5.74 |  | 1.5 | 8.61
| Ventilator Deduction | -1 | 1 | 0.6 |  | 0.6 | -0.36
| Ventilators Jam | 1 | 1 | 2.4 | 0.23 |  | 0.552
| Sureons Lounge Inside | 1 | 1 | 21.87 |  | 3 | 65.61
| Door Deduction | -1 | 2 | 1.5 |  | 2.1 | -6.3
| Toilet Door | -1 | 2 | 0.8 |  | 2.1 | -3.36
| Door Jam | 1 | 1 | 5.7 | 0.23 |  | 1.311
| Toilet Door Jam | 1 | 1 | 5 | 0.1 |  | 0.5
| Toilet Inside | 1 | 1 | 5.74 |  | 1.5 | 8.61
| Ventilator Deduction | -1 | 1 | 0.6 |  | 0.6 | -0.36
| Ventilators Jam | 1 | 1 | 2.4 | 0.23 |  | 0.552
| Clean Store | 1 | 1 | 12.37 |  | 3 | 37.11
| Windows Deductions | -1 | 2 | 0.9 |  | 1.8 | -3.24
| Window Jams | 1 | 2 | 5.4 | 0.23 |  | 2.484
| Door Deduction | -1 | 2 | 1 |  | 2.1 | -4.2
| Door Jam | 1 | 1 | 5.2 | 0.1 |  | 0.52
| Door Wall | 1 | 1 | 3.18 |  | 3 | 9.54
| Sterile Store Room | 1 | 1 | 22.96 |  | 3 | 68.88
| Window Deductions | -1 | 2 | 0.9 |  | 1.8 | -3.24
|  | -1 | 1 | 1.5 |  | 1.8 | -2.7
| Window Jams | 1 | 2 | 6.4 | 0.23 |  | 2.944
|  | 1 | 1 | 6.6 | 0.23 |  | 1.518
| Door Deduction | -1 | 1 | 1.5 |  | 2.1 | -3.15
| Door Jam | 1 | 1 | 5.7 | 0.23 |  | 1.311
| Carridar clear Lab To CSSD Room | 1 | 2 | 33.005 |  | 1.8 | 118.818
| Door Deduction | -3 | 2 | 1.5 |  | 2.1 | -18.9
|  | -2 | 2 | 1 |  | 2.1 | -8.4
| Door Jams | 1 | 3 | 5.7 | 0.23 |  | 3.933
| Door Jams | 1 | 2 | 5.2 | 0.23 |  | 2.392
| Clear Lab Inside | 1 | 1 | 26.97 |  | 3 | 80.91
| Windows Deductions | -1 | 4 | 0.9 |  | 1.8 | -6.48
| Windows Jam | 1 | 4 | 5.4 | 0.23 |  | 4.968
| Lab Store | 1 | 1 | 20.62 |  | 3 | 61.86
| CSSD And Dirty Utility Room | 1 | 1 | 27.78 |  | 3 | 83.34
| Clean Utility | 1 | 1 | 4.63 |  | 3.45 | 15.9735
| Partion Wall | 1 | 2 | 5.74 |  | 3.45 | 39.606
| Door Deduction | -2 | 2 | 1 |  | 2.1 | -8.4
| Door Jam | 1 | 2 | 5.2 | 0.1 |  | 1.04
| General Store Room | 1 | 1 | 13.55 |  | 3 | 40.65
| Door Deduction | -1 | 2 | 1 |  | 2.1 | -4.2
| Door Jam | 1 | 1 | 5.2 | 0.23 |  | 1.196
| Windows Deductions | -1 | 2 | 0.9 |  | 1.8 | -3.24
| Windows Jam | 1 | 1 | 5.4 | 0.23 |  | 1.242
| Passage | 1 | 1 | 18.18 |  | 3 | 54.54
| Toilet Passage | 1 | 1 | 19.56 |  | 1.5 | 29.34
| Bath Rooms | 1 | 4 | 5.9 |  | 1.5 | 35.4
| Door Deduction | -2 | 2 | 1 |  | 2.1 | -8.4
| Door Jams | 1 | 2 | 7.3 | 0.1 |  | 1.46
| Bath Door Deductions | -4 | 2 | 0.8 |  | 2.1 | -13.44
| Door Jams | 1 | 4 | 5 | 0.1 |  | 2
| Corridar TIR -3 To HOD Room | 1 | 2 | 31.385 |  | 1.8 | 112.986
| Door Deduction | -3 | 2 | 1.5 |  | 2.1 | -18.9
| Door Jam | 1 | 3 | 5.7 | 0.23 |  | 3.933
| Door Deduction | -3 | 2 | 1 |  | 2.1 | -12.6
| Door Jam | 1 | 3 | 5.2 | 0.23 |  | 3.588
| Transpalent ICU Room Inside | 1 | 1 | 40.03 |  | 3 | 120.09
| Windows Deductions | -1 | 4 | 0.9 |  | 1.8 | -6.48
| Windows Jam | 1 | 4 | 5.4 | 0.23 |  | 4.968
| Columns Sides | 1 | 2 | 1.2 |  | 3 | 7.2
| Future ICU Room | 1 | 1 | 29.18 |  | 3 | 87.54
| Windows Deductions | -1 | 2 | 0.9 |  | 1.8 | -3.24
| Windows Jam | 1 | 2 | 5.4 | 0.23 |  | 2.484
| TIR Room 3 And 2 | 1 | 1 | 21.86 |  | 3 | 65.58
| Changing Room | 1 | 4 | 7.8 |  | 3.45 | 107.64
| Door Walls Outside | 1 | 4 | 1.8 |  | 3.45 | 24.84
| Door Deduction | -2 | 4 | 1 |  | 2.1 | -16.8
| Door Jam | 1 | 4 | 5.2 | 0.15 |  | 3.12
| Shoe Rack | 1 | 1 | 15.68 |  | 3 | 47.04
| Deduct Window | -1 | 1 | 0.9 |  | 1.8 | -1.62
| Window Jam | 1 | 1 | 5.4 | 0.23 |  | 1.242
| Duty Nurses Room | 1 | 1 | 16.28 |  | 3 | 48.84
| Deduct Window | -1 | 1 | 0.9 |  | 1.8 | -1.62
| Window Jam | 1 | 1 | 5.4 | 0.23 |  | 1.242
| ventilator Deduction | -1 | 1 | 0.6 |  | 0.6 | -0.36
| Window Jam | 1 | 1 | 2.4 | 0.23 |  | 0.552
| Counseling Room | 1 | 1 | 16.28 |  | 3 | 48.84
| Deduct Window | -1 | 1 | 0.9 |  | 1.8 | -1.62
| Window Jam | 1 | 1 | 5.4 | 0.23 |  | 1.242
| HOD Room | 1 | 1 | 18.08 |  | 3 | 54.24
| Deduct Window | -1 | 1 | 0.9 |  | 1.8 | -1.62
| Window Jam | 1 | 1 | 5.4 | 0.23 |  | 1.242
| HOD Room Toilet Wall Inside | 1 | 1 | 3.2 |  | 3 | 9.6
| Out Side | 1 | 1 | 3.4 |  | 3 | 10.2
| Door Deduction | -1 | 2 | 0.8 |  | 2.1 | -3.36
| Door Jam | 1 | 1 | 5 | 0.1 |  | 0.5
| Duty Nurses Room Toilet Wall inside | 1 | 1 | 3 |  | 3 | 9
| Out Side | 1 | 1 | 3.2 |  | 3 | 9.6
| Door Deduction | -1 | 2 | 0.8 |  | 2.1 | -3.36
| Door Jam | 1 | 1 | 5 | 0.1 |  | 0.5
| Carridar OT-4 to TIR-2 | 1 | 2 | 15.29 |  | 3 | 91.74
| Door Deduction | -2 | 2 | 1.5 |  | 2.1 | -12.6
|  | -1 | 2 | 1 |  | 2.1 | -4.2
| Door Jams | 1 | 2 | 5.7 | 0.23 |  | 2.622
|  | 1 | 1 | 5.2 | 0.23 |  | 1.196
| TIR Room 1 | 1 | 1 | 19.2 |  | 3 | 57.6
| Doctors Room | 1 | 1 | 19.2 |  | 3 | 57.6
| Toilet Wall | 1 | 1 | 3.2 |  | 3 | 9.6
| Door Deduction | -1 | 2 | 0.8 |  | 2.1 | -3.36
| Door Jam | 1 | 1 | 5 | 0.1 |  | 0.5
| Deduct Window | -1 | 1 | 0.9 |  | 1.8 | -1.62
| Window Jam | 1 | 1 | 5.4 | 0.23 |  | 1.242
| ventilator Deduction | -1 | 1 | 0.6 |  | 0.6 | -0.36
| Ventilator Jam | 1 | 1 | 2.4 | 0.23 |  | 0.552
2923.6289
Paint one coat water based cement primer of interier grade l and two coats of acrylic emuilsion paint for ceiling and walls to give an even shade after thouroughly brushing the surface to remove all dirt and remains of loose powdered materials including cost of all materials, labour charges and incidental such as scaffolding, lift charges etc., and overheads & contractors profit complete for finished item of work in all floors.
| Main Entry | 1 | 2 | 6.03 |  | 3 | 36.18
| Door Deduction | 1 | 1 | 1.16 |  | 2.1 | 2.436
| UPS Room Inside | 1 | 1 | 16.58 |  | 3 | 49.74
| Door Deduction | -1 | 1 | 1.5 |  | 2.1 | -3.15
| Door Jam | 1 | 1 | 5.7 | 0.23 |  | 1.311
| Electrical Room Inside | 1 | 1 | 21.37 |  | 3 | 64.11
| Door Deduction | -1 | 1 | 1.5 |  | 2.1 | -3.15
| Door Jam | 1 | 1 | 5.7 | 0.23 |  | 1.311
| Columns Sides | 1 | 1 | 1.2 |  | 3 | 3.6
| UPS Room And Electrical Room Door Walls | 1 | 1 | 9.155 |  | 3 | 27.465
| Door Deduction | -1 | 2 | 1.5 |  | 2.1 | -6.3
| Door Jam | 1 | 2 | 5.7 | 0.1 |  | 1.14
| Toilet Passage Wall | 1 | 1 | 5.06 |  | 2.1 | 10.626
| Toilet Inside | 1 | 2 | 18.09 |  | 1.5 | 54.27
|  | 1 | 4 | 5.83 |  | 1.5 | 34.98
|  | 1 | 1 | 6.68 |  | 1.5 | 10.02
| Doors Deductions | -3 | 2 | 0.8 |  | 1.5 | -7.2
|  | -1 | 1 | 1.4 |  | 1.5 | -2.1
| Toilet Main Door Deduction | -1 | 1 | 1.5 |  | 1.5 | -2.25
| Door Jams | 1 | 3 | 5 | 0.1 |  | 1.5
|  | 1 | 1 | 7.4 | 0.1 |  | 0.74
| Carridar MOT's To Electrical Room | 1 | 2 | 29.675 |  | 1.8 | 106.83
| Door Deduction | -1 | 3 | 1.5 |  | 2.1 | -9.45
|  | -1 | 1 | 1 |  | 2.1 | -2.1
| Carridar Open | -1 | 1 | 3 |  | 3 | -9
| Door Jam | 1 | 3 | 5.7 | 0.23 |  | 3.933
|  | 1 | 1 | 5.2 | 0.23 |  | 1.196
| Window Deductions | -1 | 2 | 1.7 |  | 1.8 | -6.12
| Window Jams | 1 | 2 | 7 | 0.23 |  | 3.22
| Carridar Access Control Walls | 8 | 2 | 1.43 |  | 2.1 | 48.048
| MOT's Room Inside | 1 | 1 | 32.13 |  | 3 | 96.39
| Door Deduction | -1 | 2 | 1.5 |  | 2.1 | -6.3
| Window Deductions | -1 | 3 | 0.9 |  | 1.8 | -4.86
| Window Jams | 1 | 3 | 5.4 | 0.23 |  | 3.726
| Cloumns Sides | 1 | 4 | 1.2 |  | 3 | 14.4
| Post ICU Room | 1 | 1 | 40.03 |  | 3 | 120.09
| Door Deduction | -1 | 1 | 1.5 |  | 2.1 | -3.15
| Columns Sides | 1 | 5 | 0.075 |  | 3 | 1.125
| Toilet Passage Inside | 1 | 1 | 17.98 |  | 1.5 | 26.97
| Bath Rooms | 1 | 4 | 5.6 |  | 1.5 | 33.6
| Door Deduction | -1 | 4 | 0.8 |  | 2.1 | -6.72
| Door Jams | 1 | 4 | 5 | 0.1 |  | 2
| Electrical Room | 1 | 1 | 16 |  | 3 | 48
| Door Deduction | -1 | 1 | 1.5 |  | 2.1 | -3.15
| Door Jam | 1 | 1 | 5.7 | 0.23 |  | 1.311
| Fire Exit Walls | 1 | 2 | 5.74 |  | 3 | 34.44
| Carridar OT-1 to OT-4 | 1 | 2 | 30.03 |  | 1.8 | 108.108
| Door Deduction | -6 | 2 | 1.76 |  | 2.1 | -44.352
|  | -2 | 2 | 1.5 |  | 2.1 | -12.6
| Carridar Open | -1 | 1 | 3 |  | 3 | -9
| Door Jams | 1 | 6 | 5.96 | 0.23 |  | 8.2248
|  | 1 | 2 | 5.81 | 0.23 |  | 2.6726
| OT-1,2,3,4,5,6 Inside | 1 | 6 | 25.4 |  | 3 | 457.2
| Windows Deductions | -1 | 11 | 0.9 |  | 1.8 | -17.82
| Window Jams | 1 | 11 | 5.4 | 0.23 |  | 13.662
| OT Partition Doors | -3 | 2 | 1.49 |  | 2.1 | -18.774
| Door Jams | 1 | 3 | 5.69 | 0.1 |  | 1.707
| Anesthesia Lounge Inside | 1 | 1 | 21.87 |  | 3 | 65.61
| Door Deduction | -1 | 2 | 1.5 |  | 2.1 | -6.3
| Toilet Door | -1 | 2 | 0.8 |  | 2.1 | -3.36
| Door Jam | 1 | 1 | 5.7 | 0.23 |  | 1.311
| Toilet Door Jam | 1 | 1 | 5 | 0.1 |  | 0.5
| Toilet Inside | 1 | 1 | 5.74 |  | 1.5 | 8.61
| Ventilator Deduction | -1 | 1 | 0.6 |  | 0.6 | -0.36
| Ventilators Jam | 1 | 1 | 2.4 | 0.23 |  | 0.552
| Sureons Lounge Inside | 1 | 1 | 21.87 |  | 3 | 65.61
| Door Deduction | -1 | 2 | 1.5 |  | 2.1 | -6.3
| Toilet Door | -1 | 2 | 0.8 |  | 2.1 | -3.36
| Door Jam | 1 | 1 | 5.7 | 0.23 |  | 1.311
| Toilet Door Jam | 1 | 1 | 5 | 0.1 |  | 0.5
| Toilet Inside | 1 | 1 | 5.74 |  | 1.5 | 8.61
| Ventilator Deduction | -1 | 1 | 0.6 |  | 0.6 | -0.36
| Ventilators Jam | 1 | 1 | 2.4 | 0.23 |  | 0.552
| Clean Store | 1 | 1 | 12.37 |  | 3 | 37.11
| Windows Deductions | -1 | 2 | 0.9 |  | 1.8 | -3.24
| Window Jams | 1 | 2 | 5.4 | 0.23 |  | 2.484
| Door Deduction | -1 | 2 | 1 |  | 2.1 | -4.2
| Door Jam | 1 | 1 | 5.2 | 0.1 |  | 0.52
| Door Wall | 1 | 1 | 3.18 |  | 3 | 9.54
| Sterile Store Room | 1 | 1 | 22.96 |  | 3 | 68.88
| Window Deductions | -1 | 2 | 0.9 |  | 1.8 | -3.24
|  | -1 | 1 | 1.5 |  | 1.8 | -2.7
| Window Jams | 1 | 2 | 6.4 | 0.23 |  | 2.944
|  | 1 | 1 | 6.6 | 0.23 |  | 1.518
| Door Deduction | -1 | 1 | 1.5 |  | 2.1 | -3.15
| Door Jam | 1 | 1 | 5.7 | 0.23 |  | 1.311
| Carridar clear Lab To CSSD Room | 1 | 2 | 33.005 |  | 1.8 | 118.818
| Door Deduction | -3 | 2 | 1.5 |  | 2.1 | -18.9
|  | -2 | 2 | 1 |  | 2.1 | -8.4
| Door Jams | 1 | 3 | 5.7 | 0.23 |  | 3.933
| Door Jams | 1 | 2 | 5.2 | 0.23 |  | 2.392
| Clear Lab Inside | 1 | 1 | 26.97 |  | 3 | 80.91
| Windows Deductions | -1 | 4 | 0.9 |  | 1.8 | -6.48
| Windows Jam | 1 | 4 | 5.4 | 0.23 |  | 4.968
| Lab Store | 1 | 1 | 20.62 |  | 3 | 61.86
| CSSD And Dirty Utility Room | 1 | 1 | 27.78 |  | 3 | 83.34
| Clean Utility | 1 | 1 | 4.63 |  | 3.45 | 15.9735
| Partion Wall | 1 | 2 | 5.74 |  | 3.45 | 39.606
| Door Deduction | -2 | 2 | 1 |  | 2.1 | -8.4
| Door Jam | 1 | 2 | 5.2 | 0.1 |  | 1.04
| General Store Room | 1 | 1 | 13.55 |  | 3 | 40.65
| Door Deduction | -1 | 2 | 1 |  | 2.1 | -4.2
| Door Jam | 1 | 1 | 5.2 | 0.23 |  | 1.196
| Windows Deductions | -1 | 2 | 0.9 |  | 1.8 | -3.24
| Windows Jam | 1 | 1 | 5.4 | 0.23 |  | 1.242
| Passage | 1 | 1 | 18.18 |  | 3 | 54.54
| Toilet Passage | 1 | 1 | 19.56 |  | 1.5 | 29.34
| Bath Rooms | 1 | 4 | 5.9 |  | 1.5 | 35.4
| Door Deduction | -2 | 2 | 1 |  | 2.1 | -8.4
| Door Jams | 1 | 2 | 7.3 | 0.1 |  | 1.46
| Bath Door Deductions | -4 | 2 | 0.8 |  | 2.1 | -13.44
| Door Jams | 1 | 4 | 5 | 0.1 |  | 2
| Corridar TIR -3 To HOD Room | 1 | 2 | 31.385 |  | 1.8 | 112.986
| Door Deduction | -3 | 2 | 1.5 |  | 2.1 | -18.9
| Door Jam | 1 | 3 | 5.7 | 0.23 |  | 3.933
| Door Deduction | -3 | 2 | 1 |  | 2.1 | -12.6
| Door Jam | 1 | 3 | 5.2 | 0.23 |  | 3.588
| Transpalent ICU Room Inside | 1 | 1 | 40.03 |  | 3 | 120.09
| Windows Deductions | -1 | 4 | 0.9 |  | 1.8 | -6.48
| Windows Jam | 1 | 4 | 5.4 | 0.23 |  | 4.968
| Columns Sides | 1 | 2 | 1.2 |  | 3 | 7.2
| Future ICU Room | 1 | 1 | 29.18 |  | 3 | 87.54
| Windows Deductions | -1 | 2 | 0.9 |  | 1.8 | -3.24
| Windows Jam | 1 | 2 | 5.4 | 0.23 |  | 2.484
| TIR Room 3 And 2 | 1 | 1 | 21.86 |  | 3 | 65.58
| Changing Room | 1 | 4 | 7.8 |  | 3.45 | 107.64
| Door Walls Outside | 1 | 4 | 1.8 |  | 3.45 | 24.84
| Door Deduction | -2 | 4 | 1 |  | 2.1 | -16.8
| Door Jam | 1 | 4 | 5.2 | 0.15 |  | 3.12
| Shoe Rack | 1 | 1 | 15.68 |  | 3 | 47.04
| Deduct Window | -1 | 1 | 0.9 |  | 1.8 | -1.62
| Window Jam | 1 | 1 | 5.4 | 0.23 |  | 1.242
| Duty Nurses Room | 1 | 1 | 16.28 |  | 3 | 48.84
| Deduct Window | -1 | 1 | 0.9 |  | 1.8 | -1.62
| Window Jam | 1 | 1 | 5.4 | 0.23 |  | 1.242
| ventilator Deduction | -1 | 1 | 0.6 |  | 0.6 | -0.36
| Window Jam | 1 | 1 | 2.4 | 0.23 |  | 0.552
| Counseling Room | 1 | 1 | 16.28 |  | 3 | 48.84
| Deduct Window | -1 | 1 | 0.9 |  | 1.8 | -1.62
| Window Jam | 1 | 1 | 5.4 | 0.23 |  | 1.242
| HOD Room | 1 | 1 | 18.08 |  | 3 | 54.24
| Deduct Window | -1 | 1 | 0.9 |  | 1.8 | -1.62
| Window Jam | 1 | 1 | 5.4 | 0.23 |  | 1.242
| HOD Room Toilet Wall Inside | 1 | 1 | 3.2 |  | 3 | 9.6
| Out Side | 1 | 1 | 3.4 |  | 3 | 10.2
| Door Deduction | -1 | 2 | 0.8 |  | 2.1 | -3.36
| Door Jam | 1 | 1 | 5 | 0.1 |  | 0.5
| Duty Nurses Room Toilet Wall inside | 1 | 1 | 3 |  | 3 | 9
| Out Side | 1 | 1 | 3.2 |  | 3 | 9.6
| Door Deduction | -1 | 2 | 0.8 |  | 2.1 | -3.36
| Door Jam | 1 | 1 | 5 | 0.1 |  | 0.5
| Carridar OT-4 to TIR-2 | 1 | 2 | 15.29 |  | 3 | 91.74
| Door Deduction | -2 | 2 | 1.5 |  | 2.1 | -12.6
|  | -1 | 2 | 1 |  | 2.1 | -4.2
| Door Jams | 1 | 2 | 5.7 | 0.23 |  | 2.622
|  | 1 | 1 | 5.2 | 0.23 |  | 1.196
| TIR Room 1 | 1 | 1 | 19.2 |  | 3 | 57.6
| Doctors Room | 1 | 1 | 19.2 |  | 3 | 57.6
| Toilet Wall | 1 | 1 | 3.2 |  | 3 | 9.6
| Door Deduction | -1 | 2 | 0.8 |  | 2.1 | -3.36
| Door Jam | 1 | 1 | 5 | 0.1 |  | 0.5
| Deduct Window | -1 | 1 | 0.9 |  | 1.8 | -1.62
| Window Jam | 1 | 1 | 5.4 | 0.23 |  | 1.242
| ventilator Deduction | -1 | 1 | 0.6 |  | 0.6 | -0.36
| Ventilator Jam | 1 | 1 | 2.4 | 0.23 |  | 0.552
2923.6289
Electrical Items
Supply, transportation and installation of split AC unit with high wall mounted 100% copper indoor unit and outdoor condencing unit Hermetically sealed compressor suitable for operation on 230V, 50Hz, 1Phase AC supply capable of performing cooling dehumidifying air circulating and filtering with cooling and condensing units with 3.0 mts of copper piping, insulation kit and 4 mts of 3 core copper flexible chord (Voltage range 160- 264 volts) and cordless remote control with 5 years warranty compressor and comprehensive maintenance for 2 years.2.0 / 1.8 TR 2-3 Star capable of delivering 21600 BTU/hr and above Makes : Daikin / Thoshiba / O General / Carrier / Blue Star / Hitachi
( 1.5 TR 3 STAR)
1.5 TR 3 Star capable of delivering 18000 BTU/hr Make: Carrier / Daikin / Blue Star / Hitachi
| Doctor room | 1 | 1 |  |  |  | 1
| Duty Nursh room | 1 | 1 |  |  |  | 1
| Counselling room | 1 | 1 |  |  |  | 1
| HOD Room | 1 | 1 |  |  |  | 1
4
( 1.8 / 2.0 TR 3 STAR)
2.0 / 1.8 TR 2-3 Star capable of delivering 21600 BTU/hr and above Makes : Daikin / Thoshiba / O General / Carrier / Blue Star / Hitachi
| Surgen's lounge | 1 | 1 |  |  |  | 1
| Anesthetist Lounge | 1 | 1 |  |  |  | 1
| UPS Room | 1 | 2 |  |  |  | 2
| Electrical Room-2 | 1 | 2 |  |  |  | 2
6
Supply and erecting fully automatic line voltage stabilizer for operation on input voltage 200 to 250V. rated for 4 KVA maximum load and time delay model with Volt meter, selector switch, 6A / 16A flush type, 5 pin socket for out put and with 3 core flexible chord and 3 pin 6/16A plug top suitable for refrigerator for continuous operation including cost and conveyance of all mateials and all labour charges etc., complete. Makes : V-Guard / Real Guard / Uni Stab / ITL.
| Doctor room | 1 | 1 |  |  |  | 1
| Duty Nursh room | 1 | 1 |  |  |  | 1
| Counselling room | 1 | 1 |  |  |  | 1
| HOD Room | 1 | 1 |  |  |  | 1
4
Supply and erecting fully automatic line voltage stabilizer for operation on input voltage 200 to 250V. rated for 5 KVA maximum load and time delay model with Volt meter, selector switch, 6A / 16A flush type, 5 pin socket for out put and with 3 core flexible chord and 3 pin 6/16A plug top suitable for refrigerator for continuous operation including cost and conveyance of all mateials and all labour charges etc., complete. Makes : V-Guard / Real Guard / Uni Stab / ITL.
| Surgen's lounge | 1 | 1 |  |  |  | 1
| Anesthetist Lounge | 1 | 1 |  |  |  | 1
| UPS Room | 1 | 2 |  |  |  | 2
| Electrical Room-2 | 1 | 2 |  |  |  | 2
6
Supply , testing , errection and commisioning of 11.00 TR Ductable Split Air conditioner unit Make : Blue Star / Diakin / Hitachi including intial gas filling with R-22 including transportation and shifting of machines to fourth floor etc complete.
Ductable AC Units 11.0TR
| Corridor C-3,C-6,C-7 | 1 | 1 |  |  |  | 1
Ductable AC Units 8.5TR
| Transplant ICU | 1 | 1 |  |  |  | 1
| Post ICU | 1 | 1 |  |  |  | 1
2
Ductable AC Units 5.5TR
| MOT Integration Room | 1 | 1 |  |  |  | 1
1
Supply and installation of 2.0KVA true on line UPS system IGBT technology pure sine wave out put, double conversion with auto and manual static by pass switch single phase input / Single phase output of Makes: Servomax / Top Power / Amar Raja / Samhitha / Microtech / Excide / Sucom.
| UPS Room | 1 | 1 |  |  |  | 1
1

## Abstract
ABSTRACT
| Name of the work: Design,Fabrication,Installation and Commissioning on Turnkeybasis the work of "Establishment of State Organ Transplant Centre" in the 8th Floor,SW-Block of Gandhi Hospital,Secunderanad. | [7 empty] | Agency: M/s. MPS ASTA Consortium | [5 empty] | Agt.No. 256/A/TSMSIDC/SOTC/Spl.Proj/2022-23, Dt. 08.02.2023
Date Of Measurement | Discription Of Work etc., | Measurements Up to date | [7 empty] | Per | Total Volume |  | Deduct/previous Measurements |  | Since last measurement |  |  | Remarks
|  | No |  | L | B | D | Content | Rs | Ps. |  | Rs. | Ps | P.No. | Qty. | Qty | Value
[16 empty] | Rs. | Ps.
118 | Dismantling, clearing away and carefully stacking useful materials for re-use and disposal of unserviceable materials with 100m lead as directed by Executive Engineer duly taking actual premeasurements before dismantling including all labour charges , overheads & contractor profit etc., complete (Brick Masonary)
| V.P MB No 01 | [5 empty] | 137.94 | 900 | Cum | 124146
(Old Cement Mortor Plaster)
| V.P MB No 02 | [5 empty] | 493.1 | 10 | Cum | 4931
119 | (Kadapa slabs or shahabad stone slabs on sand bed)
| V.P MB No 02 | [5 empty] | 268.82 | 630 | Sqm | 169357
117 | (Unreinforcement Cement More Than 15cm Thick)
| V.P MB No 02 | [5 empty] | 49.43 | 4500 | Cum | 222435
116 | (Reinforcement Cement)
| V.P MB No 02 | [5 empty] | 5.95 | 5400 | Cum | 32130
120 | Dismantling doors, windows and clear storey windows, Ventilators etc., (wood or steel) shutters including Chowkhats, architraves,hold fasts and other attachments etc., and stacking them within 100m lead including labour charge etc., and overheads & contractors profit complete for finished item of work.
| V.P MB No 02 | [5 empty] | 203 | 1800 | Each | 365400
125 | Brick Masonry work in CM(1:6) prop (Cement : Screened sand) in superstructure with / lime solid blocks of size 290mm x 225mm x 140mm from approved source having minimum crushing strength of 50 Kg/Sqcm. including cost and conveyance of all materials like cement, sand, bricks, water etc., to site, including sales & other taxes on all materials and such as labour charges, like mixing cement mortar, scaffolding charges, constructing masonry, lift charges, curing, overheads and contractor profit etc., complete for finished item of work. (APSS No. 501 & 504).mplete but excluding seigniorage charges for finished item of work. (APSS No. 501 & 504).
| V.P MB No 02 | [5 empty] | 78.2297 | 15300 | Cum | 1196914
126 | Reinforced Brick Masonry for partition walls (11.0 cm thick) in CM (1:4) prop. (Cement : Screened sand) using common burnt clay bricks of class as per Table- I of IS:1077-1992, Non- Modular or traditional size 23 x 11 x 7 cms from approved source having minimum crushing strength of 40 Kg/Sq.cm and placing 2 Nos. of 6mm M.S plain rods in every third layer with free ends of the reinforcement pegged into mortar joints of main brick walls where applicable including cost and conveyance of all materials like cement, steel, sand, bricks, water etc., to site, including sales & other taxes on all materials, all operational, incidental charges such as labour charges for mixing cement mortar, scaffolding charges, constructing masonry, lift charges, curing, etc., and overheads & contractors profit but excluding cost of steel and its fabrication charges complete for finished item of work. (APSS No. of 501 & 509).
| V.P MB No 02 | [5 empty] | 348.01 | 2700 | Sqm | 939627
Plain Cement Concrete M 20 nominal mix using WEIGH BATCHER / MIXER, 20mm size hard granite machine crushed graded metal (coarse aggregate - as per IS 383 - 1970 and IS 2386 Part 1 to Part 8) from approved quarry, using a minimum quantity of 300 kgs. of cement per 1 cum of concrete including cost and conveyance of all materials like cement, fine aggregate (Sand), coarse aggregate, water etc., to site including steel centering, shuttering, machine mixing, lift charges, laying concrete,vibrating, curing, overheads & Contractor's profit etc., complete for finished item of work (APSS No. 402 & 403).
| V.P MB No 02 | [5 empty] | 28.0091 | 9663 | Cum | 270652
129 | Providing Thermo Mechanically Treated (TMT) (Fe -500/500D/550D from Primary producer TATA, SAIL, VSP, JSW &Shyam Steel, Goel Steel, Jindal Panther, X-Vega & Balaji Shakthi as per IS 1786-2008) of different diameters for RCC works , including labour charges for straightening, cutting, bending to required sizes and shapes, placing in position with cover blocks of approved materials and size and tying and lap-splicing with binding wire of 18 SWG, forming grills for reinforcement work as per approved designs and drawings, including cost and conveyance of steel bars, including all wastages such as overlaps, couplings, chairs, spacer bars including cost and conveyance of binding wire, cover blocks and all incidental, operational, labour charges such as cutting, bending, placing in position, tying including sales and other taxes on all materials etc. ,and overheads & contractors profit complete for finished item of work.( APSS No.126)
| V.P MB No 02 | [5 empty] | 0.52146 | 126000 | MT | 65704
122 | Supply and placing of the Design Mix Concrete M 25 grade corresponding to IS 456 with minimum cement content of 380 kgs per 1 cum of concrete using Weight Batcher / Concrete mixer with 20mm size graded machine crushed hard granite metal (coarse aggregate - as per IS 383 - 1970 and IS 2386 Part 1 to Part 8) from approved quarry including cost and conveyance of all materials like cement, fine aggregate (sand) coarse aggregate, water etc., to site and sales & other taxes on all materials, centering using Casurina Ballies, Bamboos, Wooden Reapers, Runners, Wood Posts, Steel Plates etc., including all operational, incidental and labour charges such as weigh batching, machine mixing, lifting of concrete manually, laying concrete, curing , overheads & contractors profit etc., complete but excluding cost of steel and its fabrication charges for finished item of work (APSS No. 402) (For Lintels)
| V.P MB No 02 | [5 empty] | 2.0919 | 18900 | Cum | 39537
130 | Plastering 12mm thick in two coats using screened sand with base coat of 8mm thick in CM (1:6) and top coat of 4mm thick in CM (1:4) with dubara sponge finishing including cost and conveyance of all materials like cement, sand, water etc., to site, including sales & other taxes on all materials, and all operational, incidental charges on materials and including cost of all labour charges for mixing mortar, finishing, scaffolding, lift charges, curing, including cutting grooves as directed by Engineer-in-charge etc., and overheads & contractors profit complete for finished item of work. (SS 901,903 & 904).
| V.P MB No 02 | [5 empty] | 1696.98 | 1224 | Sqm | 2077104
224 | Pressure grouting the drilled holes with neat cement slurry or with approved grout admixture using pump - excluding cost of drilling holes after fixing nozzles astechnical specification approved by the department etc,. Including cost & Conveyanance of all labour charges etc,. complete finished item of work
| V.P MB No 02 | [5 empty] | 1049 | 630 | Each | 660870
140 | Supplying and fixing of Unplasticised Poly Vinyl Chloride (UPVC) 3 track sliding windows with mesh shutter – (2-glass shutters and 1-mesh shutter) duly manufactured using UPVC reinforced profiles (Composition of profile shall consists a minimum of 5.5 PHR of TiO2 and not more than 12 PHR of CaCo3 for every 100 parts of PVC resin) of (94mm x 45 mm)/(80 mm x 52 mm) x 2.20 mm for outer frames, (58 mm x 39 mm)/(54 mm x 38 mm) x 2.20mm for sliding shutter frames capable of mounting single glazing system structurally reinforced with hot dip galvanized up to 50 microns of minimum thickness of 1.0/1.2 mm prefabricated & welded through fusion welding. The window sash shall be fitted with 5 mm thick clear float glass of reputed make and mesh shutter frame shall be (42 mm x 25mm)/(52 mm x 21.5 mm) x 2.0 mm fitted with Vinyl Coated Fiber mesh- on rollers/ pulley duly fixed with Grey colour TPV Gasket for sash & Glazing bead shall be co-extruded with Grey colour soft PVC. System shall have single point locking with Touch Lock and the system is to be installed at the site using anchor fasteners, silicon rubber sealant, easy glazing/deglazing at site etc., including cost and conveyance of all materials, accessories, labour charges for transportation, erection at site including overheads and contractors profit etc., complete for finished item of work
| V.P MB No 02 | [5 empty] | 93.298 | 9000 | Each | 839682
139 | Providing, supplying & fixing of Fixed Louvered Ventilator made out of multi chambered uPVC sections with Glazing bead shall be co-extruded with Grey colour soft PVC. having isolated drainage and reinforced with Galvanized Iron profiles throughout the window. The outer frame having an overall size of 60 mm x 55 mm x 2.40 with reinforcement of 1 mm thickness and Mullion with overall size of 74 mm x 60 mm x 2.40 mm with reinforcement of 1 mm thickness. (Composition of profile shall consists a minimum of 5.5 PHR of TiO2 and not more than 12 PHR of CaCo3 for every 100 parts of PVC resin). Ventilator shall be provided with 4.5 mm Pin Head glass, standard hardware. Wall thickness of frame & Mullion shall be 2.4 mm., including cost and conveyance of all materials, accessories, labour charges for transportation, erection at site including overheads and contractor profit etc., complete for finished item of work
| V.P MB No 02 | [5 empty] | 13.56 | 12000 | Each | 162720
Painting two coats with synthetic enamel paint Gr-I having VOC (Volatile Organic Compound) content less than 50 grams/litre to old iron work including cost and conveyance of all materials to site, sales & other taxes, incidental, operational and all labour charges and overheads & contractors profit etc., complete for finished item of work in all floors. (SS No. 1201, 1212 & 1207).
V.P MB No 01
Providing and applying Wall putty of White Cement or Polymer or Cement based of average 1 to 2 mm thickness over plastered surface to prepare the surface even and smooth after thoroughly brushing the surface to remove all dirt and remains of loose powdered materials, applying emery paper, Sand the surface, clean & wipe off loose dust, applying knifing paste filler by putty knife / muslin pad, air dry for 2 - 3 hrs, sand with 180 and 320 No., emery paper for the surface preparation including cost and conveyance of all materials to work site and all operational, incidental, labour charges, over heads and contractors profit etc., complete for finished item of work in all floors for Internal walls.
| V.P MB No 01 | [5 empty] | 1475.2725 | 270 | Sqm | 398323.575
| Paint one coat water based cement primer of interier grade l and two coats of acrylic emuilsion paint for ceiling and walls to give an even shade after thouroughly brushing the surface to remove all dirt and remains of loose powdered materials including cost of all materials, labour charges and incidental such as scaffolding, lift charges etc., and overheads & contractors profit complete for finished item of work in all floors. | [5 empty] | 2923.6289 | 360 | Sqm | 1052506.404
| V.P MB No 01 | [5 empty] | 400 | 15010 | Sqm | 4503000
| V.P MB No 01 | [5 empty] | 685 | 15010 | Sqm | 7711387.5
| V.P MB No 01 | [5 empty] | 160 | 4035 | Sqm | 484200
| V.P MB No 01 | [5 empty] | 175 | 3750 | Sqm | 492187.5
| V.P MB No 01 | [5 empty] | 4 | 465000 | Sqm | 1395000
| V.P MB No 01 | [5 empty] | 4 | 22500 | Sqm | 67500
| V.P MB No 01 | [5 empty] | 62 | 18750 | Sqm | 871875
| V.P MB No 01 | [5 empty] | 4 | 115000 | Sqm | 345000
| V.P MB No 01 | [5 empty] | 2 | 525000 | Sqm | 787500
| V.P MB No 01 | [5 empty] | 4 | 18750 | Sqm | 56250
| V.P MB No 01 | [5 empty] | 4 | 37500 | Sqm | 112500
| V.P MB No 01 | [5 empty] | 4 | 385000 | Sqm | 1155000
| V.P MB No 01 | [5 empty] | 2 | 368750 | Sqm | 553125
| V.P MB No 01 | [5 empty] | 202 | 15010 | Sqm | 2274015
| V.P MB No 01 | [5 empty] | 146 | 15010 | Sqm | 1643595
| V.P MB No 01 | [5 empty] | 146 | 4034 | Sqm | 441723
| V.P MB No 01 | [5 empty] | 61 | 3750 | Sqm | 171562.5
| V.P MB No 01 | [5 empty] | 3 | 395000 | Sqm | 888750
| V.P MB No 01 | [5 empty] | 3 | 22550 | Sqm | 50737.5
| V.P MB No 01 | [5 empty] | 3 | 525000 | Sqm | 1181250
| V.P MB No 01 | [5 empty] | 5 | 37500 | Sqm | 140625
| V.P MB No 01 | [5 empty] | 5 | 18750 | Sqm | 70312.5
| V.P MB No 01 | [5 empty] | 7 | 195000 | Sqm | 1023750
| V.P MB No 01 | [5 empty] | 6 | 1495000 | Sqm | 6727500
| V.P MB No 01 | [5 empty] | 1 | 1195000 | Sqm | 896250
| V.P MB No 01 | [5 empty] | 7 | 1750 | Sqm | 9187.5
| V.P MB No 01 | [5 empty] | 200 | 2250 | Sqm | 337500
| V.P MB No 01 | [5 empty] | 550 | 2950 | Sqm | 1216875
| V.P MB No 01 | [5 empty] | 320 | 650 | Sqm | 156000
| V.P MB No 01 | [5 empty] | 525 | 950 | Sqm | 374062.5
| V.P MB No 01 | [5 empty] | 530 | 1450 | Sqm | 576375
Electrical Items
Supply, transportation and installation of split AC unit with high wall mounted 100% copper indoor unit and outdoor condencing unit Hermetically sealed compressor suitable for operation on 230V, 50Hz, 1Phase AC supply capable of performing cooling dehumidifying air circulating and filtering with cooling and condensing units with 3.0 mts of copper piping, insulation kit and 4 mts of 3 core copper flexible chord (Voltage range 160- 264 volts) and cordless remote control with 5 years warranty compressor and comprehensive maintenance for 2 years.2.0 / 1.8 TR 2-3 Star capable of delivering 21600 BTU/hr and above Makes : Daikin / Thoshiba / O General / Carrier / Blue Star / Hitachi
( 1.5 TR 3 STAR)
| V.P MB No 01 | [5 empty] | 4 | 150000 | Each | 600000
( 1.8 / 2.0 TR 3 STAR)
| V.P MB No 01 | [5 empty] | 6 | 210000 | Each | 1260000
Supply and erecting fully automatic line voltage stabilizer for operation on input voltage 200 to 250V. rated for 4 KVA maximum load and time delay model with Volt meter, selector switch, 6A / 16A flush type, 5 pin socket for out put and with 3 core flexible chord and 3 pin 6/16A plug top suitable for refrigerator for continuous operation including cost and conveyance of all mateials and all labour charges etc., complete. Makes : V-Guard / Real Guard / Uni Stab / ITL.
| V.P MB No 01 | [5 empty] | 4 | 7000 | Each | 28000
Supply and erecting fully automatic line voltage stabilizer for operation on input voltage 200 to 250V. rated for 5 KVA maximum load and time delay model with Volt meter, selector switch, 6A / 16A flush type, 5 pin socket for out put and with 3 core flexible chord and 3 pin 6/16A plug top suitable for refrigerator for continuous operation including cost and conveyance of all mateials and all labour charges etc., complete. Makes : V-Guard / Real Guard / Uni Stab / ITL.
| V.P MB No 01 | [5 empty] | 6 | 8500 | Each | 51000
Supply , testing , errection and commisioning of 11.00 TR Ductable Split Air conditioner unit Make : Blue Star / Diakin / Hitachi including intial gas filling with R-22 including transportation and shifting of machines to fourth floor etc complete.
Ductable AC Units 11.0TR
| V.P MB No 01 | [5 empty] | 1 | 1200000 | Each | 1200000
Ductable AC Units 8.5TR
| V.P MB No 01 | [5 empty] | 2 | 1000000 | Each | 2000000
Ductable AC Units 5.5TR
| V.P MB No 01 | [5 empty] | 1 | 900000 | Each | 900000
Supply and Transportation and Installation of 10KVA/312V DC on line on line UPS System e conversion with auto and manual static by pass switch single phase input / Single phase output of Makes: Servomax / Top Power / Amar Raja / Samhitha / Microtech / Excide / Sucom.
| V.P MB No 01 | [5 empty] | 1 | 400000 | Each | 400000
7171209
[7 empty] | Grand Total:- |  |  | 7171209
[7 empty] | Sub Total:- |  |  | 7171209
[7 empty] | Add GST@18% |  |  | 1290818
[7 empty] | Grand Total:- |  |  | 8462027
| Seignoirage Charges | [8 empty] | Certificate
|  | Qty | Sand | Metal | Brick |  | 1 | The work is in progress in according with the specification drawing and terms and condition the agreement.
1 | Brick work | 78.23 |  |  | 40054 |  | 2 | No recoveries are due for recovery from the contractor other than those propsed in the bill
2 | RBM walls | 348.01 |  |  | 17818 |  | 3 | There are no further dues to be recovery from the contractor
3 | PccM20 Concreate | 28.01 | 12.6 | 25.2 |  |  | 4 | The contractor has conveyneced the materieals for use on the work as per the lead statement approved the agreement.
4 | Lintel Concreate | 2.09 | 0.94 | 1.88 |  |  | 5 | The leads and lifts are cveried in the contractor.
5 | Plastering 12mm | 1696.98 | 170
|  |  | 183.54 | 27.08 | 57872
|  |  | @ | @ | @
|  |  | 44 | 75 | 60/1000
|  |  | 8076 | 2031 | 3472
| Total:- | 13579