## Master BOQ Final Awarded (2)
Final Awarded BOQ
S. No. | Tech. Spec Cl. No in TED | DESCRIPTION OF ITEM | Qty. | Unit | Qouted Price | Amount
MPS
FOR MOTs
1 | 1 | Stainless Steel Pre-fabricated Wall panels | 400 | Sqm | 12720.339 | 5088135.5932
2 | 1 | Stainless Steel Pre-fabricated Ceiling panels In MOTs & MOTs Corridor | 385 | Sqm | 12720.339 | 4897330.5085
3 | 1.5 | Dynamic Hatch Box | 2 | Nos | 250000 | 500000
4 | 2.1 | Electro conductive Flooring inside MOTs | 160 | Sqm | 3419.4915 | 547118.6441
5 | 2.2 | Flooring with Vinyl Sheets In MOT Corridor | 175 | Sqm | 3177.9661 | 556144.0678
6 | 3 | Uni Directional Ceiling Laminar Airflow Systems | 4 | Nos | 394067.7966 | 1576271.1864
7 | 3.1 | Air Handling Units (AHUs) 11 TR | 4 | Nos | 1266949.1525 | 5067796.6102
8 | 3.2 | Condensing Units | 4 | Nos | 292372.8814 | 1169491.5254
9 | 4 | Pressure Relief Dampers | 4 | Nos | 19067.7966 | 76271.1864
10 | 5.1 | Single arm Anesthesia Pendants (Imported) | 4 | Nos | 1012711.8644 | 4050847.4576
11 | 5.2 | Triple Dome Ceiling OT LED Lights (Imported) | 2 | Nos | 4025423.7288 | 8050847.4576
12 | 5.3 | Double Dome Ceiling OT LED Lights (Imported) | 2 | Nos | 3008474.5763 | 6016949.1525
13 | 5.4 | Detachable Hi Definition Cameras in Triple Dome Ceiling OT Lights | 2 | Nos | 843220.339 | 1686440.678
14 | 91 | Ceiling/Wall mounted CCTV Room Camera | 4 | Nos | 19067.7966 | 76271.1864
15 | 6 | LED Peripheral Lights cum clean room (OT) luminaries | 62 | Nos | 15889.8305 | 985169.4915
16 | 7 | View Window with Motorised Blinds of 1 Mt Length & 1 Mt Height | 7 | Nos | 97457.6271 | 682203.3898
17 | 8 | Hermetically Sealed Doors (1.80mt x 2.10 mt) | 4 | Nos | 97457.6271 | 389830.5085
18 | 8 | (1.50mt x 2.10 mt) Sliding Automatic Sliding Doors with View Windoy of 1 Mt x 1 Mt | 2 | Nos | 444915.2542 | 889830.5085
19 | 10 | Storage Units | 4 | Nos | 63559.322 | 254237.2881
20 | 11 | Writing Board (List Board) | 4 | Nos | 15889.8305 | 63559.322
21 | 12 | X-Ray CT Scan LED viewing Screen | 4 | Nos | 31779.661 | 127118.6441
22 | 13 | Touch Screen Surgeon Control Panels | 4 | Nos | 326271.1864 | 1305084.7458
23 | 14 | 3-Bay Scrub Stations/Sinks | 2 | Nos | 312500 | 625000
25 | 16.1 | Medical Grade Monitors 32 inch 4 K Resolution | 4 | Nos | 1097457.6271 | 4389830.5085
26 | 16.2 | Wall mounted large screen display 55 inch (Commercial Grade) | 2 | Nos | 419491.5254 | 838983.0508
28 | 16.5 | Wireless Microphone | 1 | Nos | 216101.6949 | 216101.6949
29 | 16.6 | Digital mixer Amplifier | 1 | Nos | 207627.1186 | 207627.1186
30 | 16.7 | Ceiling Mounted Speakers | 4 | Nos | 12711.8644 | 50847.4576
31 | 16.8 | Video Conferencing System | 1 | Nos | 1012711.8644 | 1012711.8644
32 | 17.1 | Home Theatre Power Conditioner, 230 V | 1 | Nos | 122881.3559 | 122881.3559
33 | 17.2 | Amplifier (8 Channel) | 1 | Nos | 207627.1186 | 207627.1186
34 | 17.3 | HiFi Active Sub Woofer | 1 | Nos | 42372.8814 | 42372.8814
35 | 17.5 | 4K Laser Projection TV | 1 | Nos | 1266949.1525 | 1266949.1525
36 | 17.6 & 17.7 | Equalization & Loud Speaker Control System | 1 | Nos | 33898.3051 | 33898.3051
37 | 17.8 | Sound Analog Mixer | 1 | Nos | 207627.1186 | 207627.1186
38 | 19 | Electrical Installations in MOTs & TIRs | 7 | Job | 165254.2373 | 1156779.661
54436186.4407
|  | TIR’S ( 3 Nos) |  |  | 0 | 0
39 | 1 | Stainless Steel Pre-fabricated Wall panels | 202 | Sqm | 12720.339 | 2569508.4746
40 | 1 | Stainless Steel Pre-fabricated Ceiling panels in TIRs and TIR Corridor | 146 | Sqm | 12720.339 | 1857169.4915
41 | 2.1 | Electro conductive Flooring inside TIRs& TIR Corridor | 146 | Sqm | 3419.4915 | 499245.7627
42 | 2.2 | Flooring with Vinyl Sheets In TIR Corridor | 61 | Sqm | 3177.9661 | 193855.9322
43 | 3 | Uni Directional Ceiling Laminar Airflow Systems | 3 | Nos | 334745.7627 | 1004237.2881
44 | 3.1 | Air Handling Units (AHUs) 11 TR | 2 | Nos | 1266949.1525 | 2533898.3051
45 | 3.1 | Air Handling Units (AHUs) 8.5 TR | 1 | Nos | 1012711.8644 | 1012711.8644
46 | 3.2 | Condensing Units | 3 | Nos | 292372.8814 | 877118.6441
47 | 4 | Pressure Relief Dampers | 3 | Nos | 19067.7966 | 57203.3898
49 | 8 | Hermetically Sealed Doors (1.80mt x 2.10 mt) | 3 | Nos | 444915.2542 | 1334745.7627
50 | 15 | 12mm thick glazed Glass partition walls in TIRs | 40 | Sqm | 550.8475 | 22033.8983
51 | 15 | Wall mounted LED TV43 inchesFull HD | 3 | Nos | 139830.5085 | 419491.5254
52 | 91 | Ceiling/Wall mounted CCTV Room Camera | 3 | Nos | 10169.4915 | 30508.4746
53 | 88.6 | BED HEAD PANEL FOR TIR WITH DOUBLE OUTLETS AND ELECTRICAL OUTLETS | 3 | Nos | 41949.1525 | 125847.4576
[5 empty] | 0 | 0
|  | Other Requirements |  |  | 0 | 0
54 | 12 | X-RAY VIEWERS FOR ALL ICUS AND PRE OPP AREAS AND DOCTORS ROOMS | 5 | Nos | 31779.661 | 158898.3051
55 | 11 | WRITING BOARDS FOR ICUS, PRE OPP | 5 | Nos | 15889.8305 | 79449.1525
56 | 91 | CCTV CEILING CAMERA | 10 | Nos | 8050.8475 | 80508.4746
12856432.2034
|  | MGPS |  |  | 0 | 0
204 | 88.1 | 28 mm dia. and 0.90 mm thick Copper Pipe Lines for Main lines | 700 | Rmt | 1483.0508 | 1038135.5932
205 | 88.1 | 42 mm dia. and 1.20 mm thick Copper Pipe Lines for Main lines | 200 | Rmt | 1906.7797 | 381355.9322
206 | 88.1 | 54 mm dia. and 1.20 mm thick Copper Pipe Lines for Main lines | 550 | Rmt | 2500 | 1375000
207 | 88.1 | 12 mm dia. and 0.70 mm thick Copper Pipe Lines for distribution lines | 320 | Rmt | 550.8475 | 176271.1864
208 | 88.1 | 15 mm dia. and 0.90 mm thick Copper Pipe Lines for distribution lines | 525 | Rmt | 805.0847 | 422669.4915
209 | 88.1 | 22 mm dia. and 0.90 mm thick Copper Pipe Lines for distribution lines | 530 | Rmt | 1228.8136 | 651271.1864
210 | 88.2 | 15 mm (1/2") Isolation Valves | 40 | Nos | 1271.1864 | 50847.4576
211 | 88.2 | 22 mm (3/4") Isolation Valves | 15 | Nos | 2118.6441 | 31779.661
212 | 88.2 | 28 mm Isolation Valves | 3 | Nos | 2966.1017 | 8898.3051
213 | 88.2 | 42 mm Isolation Valves | 2 | Nos | 3813.5593 | 7627.1186
214 | 88.2 | 54 mm Isolation Valves | 2 | Nos | 4661.0169 | 9322.0339
215 | 88.3 | Gas Outlet Points with probes for Oxygen with S Brackets | 189 | Nos | 2415.2542 | 456483.0508
216 | 88.4 | 2 Gas Digital Area Alarm Panels | 2 | Nos | 21186.4407 | 42372.8814
217 | 88.4 | 3 Gas Digital Area Alarm Panels | 4 | Nos | 25423.7288 | 101694.9153
218 | 88.4 | 5 Gas Digital Area Alarm Panels | 5 | Nos | 33898.3051 | 169491.5254
219 | 88.4 | Master Digital Alarm Panels | 1 | Nos | 42372.8814 | 42372.8814
220 | 88.5 | BPC Flow meter with Humidifier bottle and L adapter | 27 | Nos | 1906.7797 | 51483.0508
221 | 88.5 | L Type Adapter for Oxygen Flow meters | 27 | Nos | 1059.322 | 28601.6949
222 | 88.5 | Kit for conversion of Oxygen | 27 | Nos | 1398.3051 | 37754.2373
223 | 88.5 | Suction Jars of 600 ml capacity | 27 | Nos | 2923.7288 | 78940.678
224 | 88.5 | Adapters for Vacuum | 27 | Nos | 635.5932 | 17161.0169
225 | 88.5 | Adapters for Air | 27 | Nos | 635.5932 | 17161.0169
226 | 88.5 | Adapters for Nitrous Oxide | 15 | Nos | 635.5932 | 9533.8983
227 | 88.5 | Vacuum Tube | 27 | Nos | 466.1017 | 12584.7458
228 | 88.6 | Bed Head wall panel horizontal 1500 mm long single railing | 27 | Nos | 29661.0169 | 800847.4576
229 | 88.7 b | Valve box -2 services | 1 | Nos | 8050.8475 | 8050.8475
230 | 88.7 b | Valve box -3 services | 3 | Nos | 12288.1356 | 36864.4068
231 | 88.7 b | Valve box -6 services | 1 | Nos | 19067.7966 | 19067.7966
232 | 88.8 a | 4 + 4 size of CO2 manifold System | 1 | Job | 33898.3051 | 33898.3051
233 | 88.8 b | 2 cylinder emergency manifold | 1 | Job | 12288.1356 | 12288.1356
234 | 88.8 c | Fully Automatic CO2 Control System | 1 | Job | 156779.661 | 156779.661
235 | 88.9 | Aneste Iwata Make TFS 150 C9 Model, Compresso Two stage, Motor 15 HP & 57.18 CFM, 60 CFM Air Dryer with 2000 Ltrs Receiver Twin System (For Air4, Air7) | 1 | Job | 1605932.2034 | 1605932.2034
236 | 88.1 | Supporting structure for MGPS lines with Ismb Columns, beams, MS angles, Flats and square rods | 1 | Job | 673728.8136 | 673728.8136
237 | 88.11 | 2x20 Oxygen Main manifold System | 1 | Job | 80508.4746 | 80508.4746
238 | 88.12 | Electrical Control Panel for MGPS | 1 | Job | 122881.3559 | 122881.3559
239 | 88.13 | Vaccum system Ingersoll Rand Make Model 15V x 10 Model with 5 HP Motor with 1000 Liters Reciever, Filters, Electricals, Etc Secretion Trap and Bacteria Filter | 2 | Job | 1266949.1525 | 2533898.3051
240 |  | Validation By Third Party Agency Charges per Each MOT | 4 | Each | 84745.7627 | 338983.0508
241 |  | Anesthetic Gas Scavenging System (AGSS) | 1 | Job | 1027966.1017 | 1027966.1017
[5 empty] | 5293008.4746 | 12670508.4746
|  | Total MPS |  |  |  | 79963127.1186
ASTA
24 | 16 | Video and Image Management system | 1 | Nos | 6779661.0169 | 6779661.0169
27 | 16.3 & 16.4 | Cable connections for integration within MOTs and with Workshop Projector Hall, Networks with OFC Cable | 4 | Job | 845338.9831 | 3381355.9322
10161016.9492
|  | Electrical |  |  | 0 | 0
57 | 22 a | Supply and Fixing of 25mm dia Conduit Pipes surface on wall. | 10000 | Rmt | 93.2203 | 932203.3898
58 | 22 b | Supply and Fixing of 25mm dia Conduit Pipes Concealed on wall. | 4000 | Rmt | 97.4576 | 389830.5085
59 | 23 a | Wiring with run of 2 of 1.5 Sqmm Copper cable for points wiring. | 570 | Pts | 1292.3729 | 736652.5424
60 | 23 b | Wiring with run of 2 of 1.5 Sqmm Copper cable for stairecase points wiring. | 10 | Pts | 932.2034 | 9322.0339
61 | 23 c | Supply and fixing of 6A/10A ISI Mark 3/2 pin Modular socket Common switch board | 25 | Pts | 762.7119 | 19067.7966
62 | 23 d | Wiring with 3 of 1.5 sq.mm with 6A switch and 6A, 3/2 pin socket Modular type with 6A switch control fixing on separate board. | 50 | Pts | 2372.8814 | 118644.0678
63 | 23 e | Supply and fixing of 6A switchs - 2 Nos and 6A 3/2 pin socket - 3 Nos Modular type with cover plate | 200 | Pts | 1186.4407 | 237288.1356
64 | 23 f | Supply & fixing of 16A/6A, 2 in one socket with 16A switch control modular type | 200 | Nos | 762.7119 | 152542.3729
65 | 23 g | Supply & fixing of 32A, socket with switch control modular | 18 | Nos | 1355.9322 | 24406.7797
66 | 23 h | Supply & fixing of 64A, socket with 64A switch control modular type | 4 | Nos | 15254.2373 | 61016.9492
67 | 24 a | Supply and Run of 1 of 1.5 sq.mm (phase, neutral and earth) FRLSH / HFFR PVC insulated 1100V grade as per IS:694/1990, IS 17048 specifications for Copper cable. | 2000 | Rmt | 30.5085 | 61016.9492
68 | 24 b | Supply and Run of 3 of 1.5 sq.mm (phase, neutral and earth) FRLSH / HFFR PVC insulated 1100V grade as per IS:694/1990, IS 17048 specifications for Copper cable . | 2000 | Rmt | 84.7458 | 169491.5254
69 | 24 c | Supply and Run of 3 of 2.5 sq.mm (phase, neutral and earth) FRLSH / HFFR PVC insulated 1100V grade as per IS:694/1990, IS 17048 specifications for Copper cable. | 8000 | Rmt | 122.8814 | 983050.8475
70 | 24 d | Supply and Run of 3 runs of 4.0 sq mm (phase neutral and earth) FRLSH / HFFR PVC insulated 1100V grade as per IS:694/1990, IS 17048 specifications for Copper cable. | 5000 | Rmt | 194.9153 | 974576.2712
71 | 24 e | Supply and Run of 3 of 6.0 Sq.mm FRLSH / HFFR PVC insulated 1100V grade as per IS:694/1990, IS 17048 specifications for Copper cable. | 300 | Rmt | 275.4237 | 82627.1186
72 | 24 f | Supply and Run of 5 of 6.0 Sq.mm FRLSH / HFFR PVC insulated 1100V grade as per IS:694/1990, IS 17048 specifications for Copper cable. | 300 | Rmt | 461.8644 | 138559.322
73 | 24 g | Supply and Run of 5 of 10.0 Sq.mm FRLSH / HFFR PVC insulated 1100V grade as per IS:694/1990, IS 17048 specifications for Copper cable. | 500 | Rmt | 720.339 | 360169.4915
74 | 25 a | Supply and fixing of DP Metal Enclosure with IP 20 Protection DB Make with 1 No 20A, 10 KA DP MCB | 8 | Nos | 1525.4237 | 12203.3898
75 | 25 b | Supply and fixing of 4 Way TPN DB Horizontal with IP 43 Protection as per IS:13032 (For Lighting DBs) | 10 | Nos | 11016.9492 | 110169.4915
76 | 25 c | Supply and fixing of 4 Way TPN DB Horizontal with IP 43 Protection as per IS:13032 (For Power DB's) | 14 | Nos | 11016.9492 | 154237.2881
77 | 25 d | Supply and fixing of 8 Way VTPN DB with IP 43 Protection as per IS:13032 | 5 | Nos | 42372.8814 | 211864.4068
78 | 25 e | Supply and fixing of cable adopteres box with cover for DBs including, massanory work etc., complete., | 10 | Nos | 5084.7458 | 50847.4576
79 | 26 a | Providing independent earthing for Important equipment with 40mm dia 'B' class 2.5m long G.I pipe (GI Earthing) | 18 | Nos | 19067.7966 | 343220.339
80 | 26 b | Providing independent earthing by exacavating a pit to a depth of 2.25Mtr in all soils as per size specified in the data for Sophisticated Electronic equipment (Copper Earthing) | 18 | Nos | 45762.7119 | 823728.8136
81 | 26 b 1 | Providing independent earthing for Important equipment with 100mm dia Heavy gauge C.I Earthing | 6 | Nos | 21186.4407 | 127118.6441
82 | 26 c | Supply and Run of 50mm x 6mm G.I Strip | 400 | Rmt | 381.3559 | 152542.3729
83 | 26 d | Supply and Run of 25mm x 3mm copper strip | 400 | Rmt | 254.2373 | 101694.9153
84 | 27 a | Supply, transportation and fixing of 22W +/ 10% , >/ 2300 lumens, 1200mm length LED light | 20 | Nos | 4067.7966 | 81355.9322
85 | 27 b | Supply, transportation and fixing 32-36W (>=3600 Lumens), 2' x2' (600mm x 600mm) slim panel LED luminaire | 60 | Nos | 3389.8305 | 203389.8305
86 | 27 c | Supply, transportation and fixing 12 W +/-10% (>= 1200 Lumens) Down lighter back lit LED Down Light Recessed / Surface | 215 | Nos | 1186.4407 | 255084.7458
87 | 27 d | Supply, transportation and fixing 18 W +/-10% (>= 1800 Lumens) Down lighter back lit LED Down Light | 95 | Nos | 1525.4237 | 144915.2542
88 | 27 e | Supply, transportation and fixing ISI mark batten holder / slanting holder | 8 | Nos | 135.5932 | 1084.7458
89 | 27 f | Supply, Transportation of energy efficient fan, 1200 mm sweep, aluminium body, consuming 28 W, BEE 5 star rated, ceiling fan | 40 | Nos | 3135.5932 | 125423.7288
90 | 27 f 1 | Supply and fixing of Modular type Stepped electronic regulator. | 40 | Nos | 847.4576 | 33898.3051
91 | 27 f 2 | Labour charges for fixing of ceiling fan and regulator | 40 | Nos | 177.9661 | 7118.6441
92 | 27 f 3 | Supply and erecting 19/20mm steel tube down rod of one meter length | 40 | Nos | 508.4746 | 20338.9831
93 | 27 g | Supply of 12" (300mm) Light duty exhaust fan | 5 | Nos | 2542.3729 | 12711.8644
94 | 27 h | Supply,Transportation of 12" (300mm) ISI, 900 RPM Heavy duty exhaust fan | 10 | Nos | 4152.5424 | 41525.4237
95 | 27 i | Labour charges for fixing the exhaust fan in wall with necessary connections | 15 | Nos | 762.7119 | 11440.678
96 | 27 j | Supply and fixing of GI louver shutter including GI mesh | 15 | Nos | 2711.8644 | 40677.9661
97 | 28 a) | Main Power Panel with 1000A 4 Pole ACB as incomer - 1 No and out goings 800 A 4P MCCB - 1 No., 630 A 4P MCCB - 1 No., 400A 4P MCCB - 4 Nos & 250A 4P MCCB - 3 No's with required Digital Ammeter and Voltmer, LED Indicators | 1 | Nos | 1114406.7797 | 1114406.7797
98 | 28 b) | Floor Power Panel : Incomer: 630A 4 Pole MCCB,- 1 No Outgoings 250 A 4P MCCB - 4 No's 125 A 4P MCCB - 10 No's, 63 A 4P MCCB - 4 No's with required Digital Ammeter and Voltmer, LED Indicators | 1 | Nos | 741525.4237 | 741525.4237
99 | 28 c) | Electrical Lighting Panels : Incomer: 250 A 4 Pole MCCB - 1 No, Out Goings 125 A 4P MCCB - 4 No's 63 A 4P MCCB - 3 No's with required Digital Ammeter and Voltmer, LED Indicators | 2 | Nos | 313559.322 | 627118.6441
100 | 28 d) | 130KVAR Out Door Capacitor panel : Incomer: 250A FP MCCB - 1 No, 63A 10KA TP MCB - 9 Nos. 20 KVAR Capacitor Duty contactors - 5 Nos., 10 KVAR Capacitor Duty contactors - 2 Nos, .5 KVAR Capacitor Duty contactors - 2 Nos. 12 stage APFC Relay - 1 No | 1 | Nos | 381355.9322 | 381355.9322
101 | 29 a) | 630 KVA Transformer OLTC for transformers with RTCC: Supply, Transportation, Installation, Testing and Commissioning of 630 KVA TRANSFORMER with all test reports. The Transformer shall be designed and manufactured as per IS:1180 OLTC with level-II with initial filling of oil as per IS 335-1993. 1000 A LT Breaker Kiosk - 01 No.The basic details of the Transformer are as under. Makes: Kirloskar / PETE / Esennar / Voltamp / Crompton / ABB / Schneider. | 1 | Nos | 3389830.5085 | 3389830.5085
102 | 30 a) | Supply of 25 Sqmm 3.5 Core XLPE insulated UG Cable. | 200 | Rmt | 254.2373 | 50847.4576
103 | 30 b) | Supply of 50 Sqmm 3.5 Core XLPE insulated UG Cable. | 200 | Rmt | 474.5763 | 94915.2542
104 | 30 c) | Supply of 70 Sqmm 3.5 Core XLPE insulated UG Cable. | 75 | Rmt | 635.5932 | 47669.4915
105 | 30 d) | Supply of 120 Sqmm 3.5 Core XLPE insulated UG Cable. | 50 | Rmt | 889.8305 | 44491.5254
106 | 30 e) | Supply of 185 Sqmm 3.5 Core XLPE insulated UG Cable. | 50 | Rmt | 1271.1864 | 63559.322
107 | 30 f) | Supply of 240 Sqmm 3.5 Core XLPE insulated UG Cable. | 100 | Rmt | 1610.1695 | 161016.9492
108 | 30 g) | Supply of 300 Sqmm 3.5 Core XLPE insulated UG Cable. | 500 | Rmt | 2033.8983 | 1016949.1525
109 | 31 a) | Termination of UG cables of 3.5 core 25 Sq.mm | 8 | Nos | 720.339 | 5762.7119
110 | 31 b) | Termination of UG cables of 3.5 core 50 Sq.mm | 8 | Nos | 1016.9492 | 8135.5932
111 | 31 c) | Termination of UG cables of 3.5 core 70 Sq.mm | 8 | Nos | 1271.1864 | 10169.4915
112 | 31 d) | Termination of UG cables of 3.5 core 120 Sq.mm | 4 | Nos | 1610.1695 | 6440.678
113 | 31 e) | Termination of UG cables of 3.5 core 185 Sq.mm | 4 | Nos | 2118.6441 | 8474.5763
114 | 31 f) | Termination of UG cables of 3.5 core 240 Sq.mm | 4 | Nos | 2966.1017 | 11864.4068
115 | 31 g) | Termination of UG cables of 3.5 core 300 Sq.mm | 12 | Nos | 3389.8305 | 40677.9661
116 | 31 h) | Earth work excavation of Trench laying of U.G cables up to 70 sqmm | 100 | Rmt | 932.2034 | 93220.339
117 | 31 i) | Earth work excavation of Trench laying of U.G cables from 95 Sqmm | 100 | Rmt | 974.5763 | 97457.6271
118 | 31 j) | Laying of PVC armoured under ground cable up to 95 Sqmm on wall | 200 | Rmt | 105.9322 | 21186.4407
119 | 31 k) | Laying of PVC armoured under ground cable from 120 Sq.mm to 400 Sqmm saddles on wall | 700 | Rmt | 228.8136 | 160169.4915
120 | 32 a | Supply, Transportation and Installation of 150mm x 50mm x 2mm thick hot dip GI perforated cable tray | 200 | Rmt | 1097.4576 | 219491.5254
121 | 32 b | Supply, Transportation and Installation of 300mm x 50mm x 2mm thick thick hot dip GI perforated cable tray | 100 | Rmt | 3813.5593 | 381355.9322
122 | 33 a | Supply, Transportation and installation of 10KVA / 312V DC on line UPS system | 7 | Nos | 338983.0508 | 2372881.3559
123 | 33 b | Supply and fixing of 12V, 150 AH MF battery | 182 | Nos | 21186.4407 | 3855932.2034
124 | 33 c | Supply and providing of UPS cum battery rack 20 batteries | 7 | Nos | 25423.7288 | 177966.1017
125 | 33 d | Supply, Transportation, Installation, Testing and commissioning of storage / Pressure type 5 Star rated water heater with ABS plastic body of 15 Ltrs | 7 | Nos | 13559.322 | 94915.2542
126 | 34 | 26 persons ICU bed cum passenger lift (1768 Kgs) G+8 Floors, 9 stops,9 Openings (Cost Includes amount for Construction of Shaft / Cladding from Ground to 8th Floor) | 1 | Nos | 8894067.7966 | 8894067.7966
32710915.2542
|  | Air Conditioning |  |  | 0 | 0
127 | 35.1 | 1.50 TR with , 18000 BTU/Hr High Wall mount Split Air Conditioners | 6 | Nos | 127118.6441 | 762711.8644
128 | 35.2 | 2.0 TR with , 24000 BTU/Hr High Wall mount Split Air Conditioners | 2 | Nos | 177966.1017 | 355932.2034
129 | 35.3 | Voltage stabilizer for 4 KVA maximum load | 6 | Nos | 5932.2034 | 35593.2203
130 | 35.4 | Voltage stabilizer for 5 KVA maximum load | 2 | Nos | 7203.3898 | 14406.7797
131 | 35.5 | Ductable Air Conditioners 11.0 TR with ISEER ≥ 4 | 1 | Nos | 1016949.1525 | 1016949.1525
132 | 35.6 | Ductable Air Conditioners 8.5 TR with ISEER ≥ 4 | 2 | Nos | 847457.6271 | 1694915.2542
133 | 35.7 | Ductable Air Conditioners 5.5 TR with ISEER ≥ 4 | 1 | Nos | 762711.8644 | 762711.8644
4643220.339
|  | FIRE FIGHTING |  |  | 0 | 0
134 | 36.2 | Automatic Smoke Detection System | 1 | Job | 1207627.1186 | 1207627.1186
135 | 36.3 | Automatic Fire Alarm System | 1 | Job | 1186440.678 | 1186440.678
136 | 36.4 | Supply & Fixing of 4.5Kg, CO2 Type Fire Extinguisher. | 6 | Nos | 22881.3559 | 137288.1356
137 | 36.5 | Supply and fixing of ABC stored pressure squeeze grip type fire extinguishers, 9 kg capacity. | 6 | Nos | 13559.322 | 81355.9322
138 | 36.6 | Supply and fixing of ABC Powder MAP 4 Kg Fire extinguisher | 10 | Nos | 9322.0339 | 93220.339
139 | 36.7 | Supply and fixing of 2 Kg Fire extinguisher Clean Agent | 10 | Nos | 19067.7966 | 190677.9661
140 | 36.8 | Supply and fixing of Escape signage boards in Rigid Photo luminescent based glow | 150 | Nos | 1694.9153 | 254237.2881
141 | 36.9 | Supply & Fixing of Powder Coated Fire Rated doors. | 6 | Sqm | 24576.2712 | 147457.6271
3298305.0847
|  | ELV System |  |  | 0 | 0
142 | 37 | Telephone & EPABX System | 1 | Job | 847457.6271 | 847457.6271
143 | 38 | Local Area Network (LAN) System | 1 | Job | 1059322.0339 | 1059322.0339
144 | 39 | Biometric Access Control System | 2 | Nos | 254237.2881 | 508474.5763
2415254.2373
|  | CIVIL & PLUMBING |  |  | 0 | 0
145 |  | Dismantling, clearing away and carefully stacking useful materials for re-use and disposal of unserviceable materials with 100m lead as directed by Engineer-in-Charge duly taking actual premeasurements before dismantling including all charges complete (Reinforced cement concrete) | 10 | Cum | 4576.2712 | 45762.7119
146 |  | Dismantling, clearing away and carefully stacking useful materials for re-use and disposal of unserviceable materials with 100m lead as directed by Engineer-in-Charge duly taking actual premeasurements before dismantling including all charges complete (Unreinforced cement concrete) | 1.5 | Cum | 3813.5593 | 5720.339
147 |  | Dismantling, clearing away and carefully stacking useful materials for re-use and disposal of unserviceable materials with 100m lead as directed by Engineer-in-Charge duly taking actual premeasurements before dismantling including all charges complete (Brick Masonary) | 118 | Cum | 762.7119 | 90000
148 |  | Dismantling, clearing away and carefully stacking useful materials for re-use and disposal of unserviceable materials with 100m lead as directed by Engineer-in-Charge duly taking actual premeasurements before dismantling including all charges complete (Kadapa slabs or shahabad stone slabs on sand bed) | 25 | Sqm | 533.8983 | 13347.4576
149 |  | Dismantling doors, windows and clear storey windows, Ventilators etc., (wood or steel) shutters including Chowkhats, architraves,hold fasts and other attachments etc., and stacking them within 100m lead including charge etc., complete for finished item of work. (Not exceeding 3 sqm in area) | 57 | Nos | 1525.4237 | 86949.1525
150 |  | Conveyance of un-useful excavated earth to a distance of 16 KM for disposal including hire charges of T and P, labour charges etc., complete for finished item of work. | 250 | Cum | 762.7119 | 190677.9661
151 | 40 | RCC M 25 grade design mix (For lintels) | 3 | Cum | 16016.9492 | 48050.8475
152 | 41 | RCC M 20 grade design mix (50mm thick platforms) | 12 | Sqm | 991.5254 | 11898.3051
153 | 41 | RCC M 20 grade design mix (25 mm thick Shelves) | 12 | Sqm | 762.7119 | 9152.5424
154 | 42 | Brick Masonry work in CM (1:6) prop in superstructure | 3 | Cum | 12966.1017 | 38898.3051
155 | 43 | Reinforced Masonry for partition walls (100 mm thick) in CM (1:4) | 500 | Sqm | 2288.1356 | 1144067.7966
156 | 44 | PCC (1:3:6) nominal mix using 20mm size graded m/c (For bed blocks and hold fasts) | 1.5 | Cum | 7627.1186 | 11440.678
157 | 45 | Filling with light weight concrete in Cement Concrete (1:5:10) proportion using brick jelly for low roofs | 23 | Cum | 6101.6949 | 140338.9831
158 | 46 | Thermo Mechanically Treated (Fe -500/500D/550D) for RCC works | 1.25 | MT | 106779.661 | 133474.5763
159 | 49 | Plastering 12mm thick in two coats with base coat of 8mm thick in CM (1:6) and top coat of 4mm thick in CM (1:4). for Internal walls. | 1600 | Sqm | 1037.2881 | 1659661.0169
160 | 51 | Impervious coat to exposed RCC roof slab surfaces (APSS No. 901 and 903) For Toilets | 77.78 | Sqm | 305.0847 | 23729.4915
161 | 92 | Providing and applying Wall putty of White Cement or Polymer or Cement based of average 1 to 2 mm thickness over plastered surface to prepare the surface even and smooth after thoroughly brushing the surface to remove all dirt and remains of loose powdered materials, applying emery paper, Sand the surface, clean & wipe off loose dust, applying knifing paste filler by putty knife / muslin pad, air dry for 2 - 3 | 4447 | Sqm | 228.8136 | 1017533.8983
162 | 53 | Flooring with non-skid full body ceramic floor tiles | 85 | Sqm | 1449.1525 | 123177.9661
163 | 55 | Dadooing to walls with glazed full body Porcelain wall tiles | 225 | Sqm | 1220.339 | 274576.2712
164 | 56 | Dadooing to walls with glazed full body Ceramic tiles | 350 | Sqm | 1220.339 | 427118.6441
165 | 57 | Painting one coat water based cement primer of interior grade I and two coats of acrylic emulsion paint for ceiling and Walls | 4447 | Sqm | 305.0847 | 1356711.8644
166 | 59 | Painting to new wood work | 313 | Sqm | 305.0847 | 95491.5254
167 | 60 | Painting to new iron work | 88 | Sqm | 228.8136 | 20135.5932
168 | 61 | Two shutter cupboards | 100 | Sqm | 7627.1186 | 762711.8644
169 | 64 | UPVC Fixed Louvered Ventilator | 7 | Sqm | 10169.4915 | 71186.4407
170 |  | UPVC 3 track Sliding Windows | 15 | Sqm | 7627.1186 | 114406.7797
171 |  | MS Grills to Windows | 150 | Sqm | 1525.4237 | 228813.5593
172 | 66 | Flooring with 16 to 18 mm thick high polished granite stone slabs black colour for platforms (S.S.701 and special) | 50 | Sqm | 5338.9831 | 266949.1525
173 | 67 | Doors as per approved drawings with medium teak wood frame (1500mm x 2600mm) | 50 | Sqm | 5338.9831 | 266949.1525
174 | 68 | Doors as per approved drawings with medium teak wood frame (1000mm x 2100mm) | 45 | Sqm | 6271.1864 | 282203.3898
175 | 69 | Doors Shutters WPC(800mm x 2100mm) | 40 | Sqm | 4576.2712 | 183050.8475
176 | 70 | Scientific Doors with metal door frames and door shutters made of galvanize steel | 45 | Sqm | 15254.2373 | 686440.678
177 | 71 | False ceiling as per Technical specification | 1400 | Sqm | 1525.4237 | 2135593.2203
178 | 72 | Vinyl flooring | 500 | Sqm | 2542.3729 | 1271186.4407
179 | 74 | Impervious coat to exposed RCC roof slab surfacesof 20mm thick (APSS No. 901 and 903) | 350 | Sqm | 1067.7966 | 373728.8136
180 | 63 | Fixed Glass Window – 1200 x 1200 | 53.55 | Sqm | 4576.2712 | 245059.322
181 | 95 | Grouting the holes with neat cement slurry of 20mm dia with all required accessories of all materials etc., including cost & Conveyance of all labour Charges etc., complete finished item of work (*As per SSR2021-22 of S.NO:-8) | 500 | Nos | 152.5424 | 76271.1864
182 | 96 | Pressure grouting the drilled holes with neat cement slurry or with approved grout admixture using pump - excluding cost of drilling holes after fixing nozzles as technical specification approved by the department etc., including cost & Conveyance of all labour charges etc., complete finished item of work | 500 | Nos | 533.8983 | 266949.1525
183 | 87A | Supply and fabricating,erecting and fixing inposition trusses of approved design with structural steel other than MS. | 6500 | Kgs | 152.5424 | 991525.4237
184 | 87B | Supply and fixing of pre painted Galvalume Trapezoidal Profile Roofing with 0.50mm Thickness. | 65 | Sqm | 915.2542 | 59491.5254
185 | 75 | 4" (101.6mm) multi floor trap with jali - UPVC/SWR | 25 | Nos | 228.8136 | 5720.339
186 | 76 | 580mm x 440mm long Orissa pan white glazed Water Closet | 4 | Nos | 4576.2712 | 18305.0847
187 | 77 | European Water Closet of 1st quality | 9 | Nos | 5338.9831 | 48050.8475
188 | 78 | Indian make Flat Back Wash Hand Basin 1st quality | 16 | Nos | 3050.8475 | 48813.5593
189 | 79 | CP finish brass soap dish | 21 | Nos | 932.2034 | 19576.2712
190 | 80 | TV shape mirror with plastic frame of size 609.6mm x 457.2mm | 25 | Nos | 533.8983 | 13347.4576
191 | 81 | 25.4mm dia , 609.6mm long aluminium anodized towel rods | 36 | Nos | 457.6271 | 16474.5763
192 | 82 | 15 mm brass body CP finish bib tap of not less than 300 grams weight | 25 | Nos | 457.6271 | 11440.678
193 | 87C | Self Closing Tap - Push Type | 25 | Nos | 610.1695 | 15254.2373
194 | 84 | Chromium plated finish brass body quarter turn Bibcock cum Health Faucet | 12 | Nos | 3050.8475 | 36610.1695
195 | 85 | Ashirvad/ Ajay/ Astral Flowguard or equivalent CPVC Pipes and Fittings - 15.90mm OD pipe | 55 | Rmt | 228.8136 | 12584.7458
196 | 85 | Ashirvad/Ajay/Astral Flowguard or equivalent CPVC Pipes and Fittings - 22.20mm OD pipe | 115 | Rmt | 305.0847 | 35084.7458
197 | 85 | Ashirvad/ Ajay/ Astral Flowguard or equivalent CPVC Pipes and Fittings -28.60mm OD pipe | 143 | Rmt | 381.3559 | 54533.8983
198 | 86 | Bronze Gate/ Globe valve - 25mm Nominal bore | 15 | Nos | 1220.339 | 18305.0847
199 | 87 | SWR PVC pipes (Prince/ Sudhakar/ Kisan/ Supreme or any ISI brand) 4 Kg/Sq.cm. - 75mmdia | 145 | Rmt | 381.3559 | 55296.6102
200 | 87 | SWR PVC pipes (Prince/ Sudhakar/ Kisan/ Supreme or any ISI brand) 4 Kg/Sq.cm. -110mmdia | 145 | Rmt | 457.6271 | 66355.9322
201 | 90 | Supplying and fixing15 mm nominal size 152.0 mm CP finish iron body shower rose 1st quality including cost and conveyance of all materials, labour charges , overheads & contractors profit for finished item of work in all floors. | 5 | Nos | 533.8983 | 2669.4915
202 | 87D | Supply and Fixing of white glazed flat back bowl urinals | 4 | Nos | 2288.1356 | 9152.5424
203 | 87E | Supply and fixing of 16mm to 20 mm thick ploished marbles slab partitions of size 4'0"*2'0" | 10 | Nos | 3050.8475 | 30508.4746
15768517.6271
|  | Total Asta |  |  |  | 68997229.4915
|  | Total Contract Value |  |  |  | 148960356.6102

## Master BOQ Final Awarded (3)
Final Awarded BOQ
S. No. | Tech. Spec Cl. No in TED | DESCRIPTION OF ITEM | Qty. | Unit | Qouted Price | Amount | Additional 2 Ots Qty | Total Agreement Qty | Executed / Deviation
MPS
FOR MOTs
1 | 1 | Stainless Steel Pre-fabricated Wall panels | 400 | Sqm | 12720.339 | 5088135.5932 | 350 | 750
2 | 1 | Stainless Steel Pre-fabricated Ceiling panels In MOTs & MOTs Corridor | 385 | Sqm | 12720.339 | 4897330.5085 | 78 | 463
3 | 1.5 | Dynamic Hatch Box | 2 | Nos | 250000 | 500000 | 1 | 3
4 | 2.1 | Electro conductive Flooring inside MOTs | 160 | Sqm | 3419.4915 | 547118.6441 | 80 | 240
5 | 2.2 | Flooring with Vinyl Sheets In MOT Corridor | 175 | Sqm | 3177.9661 | 556144.0678 | 50 | 225
6 | 3 | Uni Directional Ceiling Laminar Airflow Systems | 4 | Nos | 394067.7966 | 1576271.1864 | 2 | 6
7 | 3.1 | Air Handling Units (AHUs) 11 TR | 4 | Nos | 1266949.1525 | 5067796.6102 | 2 | 6
8 | 3.2 | Condensing Units | 4 | Nos | 292372.8814 | 1169491.5254 | 2 | 6
9 | 4 | Pressure Relief Dampers | 4 | Nos | 19067.7966 | 76271.1864 | 2 | 6
10 | 5.1 | Single arm Anesthesia Pendants (Imported) | 4 | Nos | 1012711.8644 | 4050847.4576 | 8 | 12
11 | 5.2 | Triple Dome Ceiling OT LED Lights (Imported) | 2 | Nos | 4025423.7288 | 8050847.4576 |  | 2
12 | 5.3 | Double Dome Ceiling OT LED Lights (Imported) | 2 | Nos | 3008474.5763 | 6016949.1525 | 2 | 4
13 | 5.4 | Detachable Hi Definition Cameras in Triple Dome Ceiling OT Lights | 2 | Nos | 843220.339 | 1686440.678 | 1 | 3
14 | 91 | Ceiling/Wall mounted CCTV Room Camera | 4 | Nos | 19067.7966 | 76271.1864 | 2 | 6
15 | 6 | LED Peripheral Lights cum clean room (OT) luminaries | 62 | Nos | 15889.8305 | 985169.4915 | 40 | 102
16 | 7 | View Window with Motorised Blinds of 1 Mt Length & 1 Mt Height | 7 | Nos | 97457.6271 | 682203.3898 | 2 | 9
17 | 8 | Hermetically Sealed Doors (1.80mt x 2.10 mt) | 4 | Nos | 97457.6271 | 389830.5085 | 2 | 6
18 | 8 | (1.50mt x 2.10 mt) Sliding Automatic Sliding Doors with View Windoy of 1 Mt x 1 Mt | 2 | Nos | 444915.2542 | 889830.5085 |  | 2
19 | 10 | Storage Units | 4 | Nos | 63559.322 | 254237.2881 | 2 | 6
20 | 11 | Writing Board (List Board) | 4 | Nos | 15889.8305 | 63559.322 | 2 | 6
21 | 12 | X-Ray CT Scan LED viewing Screen | 4 | Nos | 31779.661 | 127118.6441 | 2 | 6
22 | 13 | Touch Screen Surgeon Control Panels | 4 | Nos | 326271.1864 | 1305084.7458 | 2 | 6
23 | 14 | 3-Bay Scrub Stations/Sinks | 2 | Nos | 312500 | 625000 |  | 2 | 2
24 | 16 | Video and Image Management system | 1 | Nos | 6779661.0169 | 6779661.0169 |  | 1
25 | 16.1 | Medical Grade Monitors 32 inch 4 K Resolution | 4 | Nos | 1097457.6271 | 4389830.5085 | 2 | 6
26 | 16.2 | Wall mounted large screen display 55 inch (Commercial Grade) | 2 | Nos | 419491.5254 | 838983.0508 |  | 2
27 | 16.3 & 16.4 | Cable connections for integration within MOTs and with Workshop Projector Hall, Networks with OFC Cable | 4 | Job | 845338.9831 | 3381355.9322 | 2 | 6
28 | 16.5 | Wireless Microphone | 1 | Nos | 216101.6949 | 216101.6949 |  | 1
29 | 16.6 | Digital mixer Amplifier | 1 | Nos | 207627.1186 | 207627.1186 |  | 1
30 | 16.7 | Ceiling Mounted Speakers | 4 | Nos | 12711.8644 | 50847.4576 | 2 | 6
31 | 16.8 | Video Conferencing System | 1 | Nos | 1012711.8644 | 1012711.8644 |  | 1
32 | 17.1 | Home Theatre Power Conditioner, 230 V | 1 | Nos | 122881.3559 | 122881.3559 |  | 1
33 | 17.2 | Amplifier (8 Channel) | 1 | Nos | 207627.1186 | 207627.1186 |  | 1
34 | 17.3 | HiFi Active Sub Woofer | 1 | Nos | 42372.8814 | 42372.8814 |  | 1
35 | 17.5 | 4K Laser Projection TV | 1 | Nos | 1266949.1525 | 1266949.1525 |  | 1
36 | 17.6 & 17.7 | Equalization & Loud Speaker Control System | 1 | Nos | 33898.3051 | 33898.3051 |  | 1
37 | 17.8 | Sound Analog Mixer | 1 | Nos | 207627.1186 | 207627.1186 |  | 1
38 | 19 | Electrical Installations in MOTs & TIRs | 7 | Job | 165254.2373 | 1156779.661 | 2 | 9
39 | 1 | Stainless Steel Pre-fabricated Wall panels | 202 | Sqm | 12720.339 | 2569508.4746 |  | 202
40 | 1 | Stainless Steel Pre-fabricated Ceiling panels in TIRs and TIR Corridor | 146 | Sqm | 12720.339 | 1857169.4915 |  | 146
41 | 2.1 | Electro conductive Flooring inside TIRs& TIR Corridor | 146 | Sqm | 3419.4915 | 499245.7627 |  | 146
42 | 2.2 | Flooring with Vinyl Sheets In TIR Corridor | 61 | Sqm | 3177.9661 | 193855.9322 |  | 61
43 | 3 | Uni Directional Ceiling Laminar Airflow Systems | 3 | Nos | 334745.7627 | 1004237.2881 |  | 3
44 | 3.1 | Air Handling Units (AHUs) 11 TR | 2 | Nos | 1266949.1525 | 2533898.3051 |  | 2
45 | 3.1 | Air Handling Units (AHUs) 8.5 TR | 1 | Nos | 1012711.8644 | 1012711.8644 |  | 1
46 | 3.2 | Condensing Units | 3 | Nos | 292372.8814 | 877118.6441 |  | 3
47 | 4 | Pressure Relief Dampers | 3 | Nos | 19067.7966 | 57203.3898 |  | 3
49 | 8 | Hermetically Sealed Doors (1.80mt x 2.10 mt) | 3 | Nos | 444915.2542 | 1334745.7627 |  | 3
50 | 15 | 12mm thick glazed Glass partition walls in TIRs | 40 | Sqm | 550.8475 | 22033.8983 |  | 40
51 | 15 | Wall mounted LED TV43 inchesFull HD | 3 | Nos | 139830.5085 | 419491.5254 |  | 3
52 | 91 | Ceiling/Wall mounted CCTV Room Camera | 3 | Nos | 10169.4915 | 30508.4746 |  | 3
53 | 88.6 | BED HEAD PANEL FOR TIR WITH DOUBLE OUTLETS AND ELECTRICAL OUTLETS | 3 | Nos | 41949.1525 | 125847.4576 |  | 3
54 | 12 | X-RAY VIEWERS FOR ALL ICUS AND PRE OPP AREAS AND DOCTORS ROOMS | 5 | Nos | 31779.661 | 158898.3051 |  | 5
55 | 11 | WRITING BOARDS FOR ICUS, PRE OPP | 5 | Nos | 15889.8305 | 79449.1525 |  | 5
56 | 91 | CCTV CEILING CAMERA | 10 | Nos | 8050.8475 | 80508.4746 |  | 10
57 | 22 a | Supply and Fixing of 25mm dia Conduit Pipes surface on wall. | 10000 | Rmt | 93.2203 | 932203.3898 |  | 10000 | 10000
58 | 22 b | Supply and Fixing of 25mm dia Conduit Pipes Concealed on wall. | 4000 | Rmt | 97.4576 | 389830.5085 |  | 4000 | 4000
59 | 23 a | Wiring with run of 2 of 1.5 Sqmm Copper cable for points wiring. | 570 | Pts | 1292.3729 | 736652.5424 |  | 570 | 570
60 | 23 b | Wiring with run of 2 of 1.5 Sqmm Copper cable for stairecase points wiring. | 10 | Pts | 932.2034 | 9322.0339 |  | 10 | 10
61 | 23 c | Supply and fixing of 6A/10A ISI Mark 3/2 pin Modular socket Common switch board | 25 | Pts | 762.7119 | 19067.7966 |  | 25 | 25
62 | 23 d | Wiring with 3 of 1.5 sq.mm with 6A switch and 6A, 3/2 pin socket Modular type with 6A switch control fixing on separate board. | 50 | Pts | 2372.8814 | 118644.0678 |  | 50 | 50
63 | 23 e | Supply and fixing of 6A switchs - 2 Nos and 6A 3/2 pin socket - 3 Nos Modular type with cover plate | 200 | Pts | 1186.4407 | 237288.1356 |  | 200 | 200
64 | 23 f | Supply & fixing of 16A/6A, 2 in one socket with 16A switch control modular type | 200 | Nos | 762.7119 | 152542.3729 |  | 200 | 200
65 | 23 g | Supply & fixing of 32A, socket with switch control modular | 18 | Nos | 1355.9322 | 24406.7797 |  | 18 | 18
66 | 23 h | Supply & fixing of 64A, socket with 64A switch control modular type | 4 | Nos | 15254.2373 | 61016.9492 |  | 4 | 4
67 | 24 a | Supply and Run of 1 of 1.5 sq.mm (phase, neutral and earth) FRLSH / HFFR PVC insulated 1100V grade as per IS:694/1990, IS 17048 specifications for Copper cable. | 2000 | Rmt | 30.5085 | 61016.9492 |  | 2000 | 2000
68 | 24 b | Supply and Run of 3 of 1.5 sq.mm (phase, neutral and earth) FRLSH / HFFR PVC insulated 1100V grade as per IS:694/1990, IS 17048 specifications for Copper cable . | 2000 | Rmt | 84.7458 | 169491.5254 |  | 2000 | 2000
69 | 24 c | Supply and Run of 3 of 2.5 sq.mm (phase, neutral and earth) FRLSH / HFFR PVC insulated 1100V grade as per IS:694/1990, IS 17048 specifications for Copper cable. | 8000 | Rmt | 122.8814 | 983050.8475 |  | 8000 | 8000
70 | 24 d | Supply and Run of 3 runs of 4.0 sq mm (phase neutral and earth) FRLSH / HFFR PVC insulated 1100V grade as per IS:694/1990, IS 17048 specifications for Copper cable. | 5000 | Rmt | 194.9153 | 974576.2712 |  | 5000 | 5000
71 | 24 e | Supply and Run of 3 of 6.0 Sq.mm FRLSH / HFFR PVC insulated 1100V grade as per IS:694/1990, IS 17048 specifications for Copper cable. | 300 | Rmt | 275.4237 | 82627.1186 |  | 300 | 300
72 | 24 f | Supply and Run of 5 of 6.0 Sq.mm FRLSH / HFFR PVC insulated 1100V grade as per IS:694/1990, IS 17048 specifications for Copper cable. | 300 | Rmt | 461.8644 | 138559.322 |  | 300 | 300
73 | 24 g | Supply and Run of 5 of 10.0 Sq.mm FRLSH / HFFR PVC insulated 1100V grade as per IS:694/1990, IS 17048 specifications for Copper cable. | 500 | Rmt | 720.339 | 360169.4915 |  | 500 | 500
74 | 25 a | Supply and fixing of DP Metal Enclosure with IP 20 Protection DB Make with 1 No 20A, 10 KA DP MCB | 8 | Nos | 1525.4237 | 12203.3898 |  | 8 | 8
75 | 25 b | Supply and fixing of 4 Way TPN DB Horizontal with IP 43 Protection as per IS:13032 (For Lighting DBs) | 10 | Nos | 11016.9492 | 110169.4915 |  | 10 | 10
76 | 25 c | Supply and fixing of 4 Way TPN DB Horizontal with IP 43 Protection as per IS:13032 (For Power DB's) | 14 | Nos | 11016.9492 | 154237.2881 |  | 14 | 14
77 | 25 d | Supply and fixing of 8 Way VTPN DB with IP 43 Protection as per IS:13032 | 5 | Nos | 42372.8814 | 211864.4068 |  | 5 | 5
78 | 25 e | Supply and fixing of cable adopteres box with cover for DBs including, massanory work etc., complete., | 10 | Nos | 5084.7458 | 50847.4576 |  | 10 | 10
79 | 26 a | Providing independent earthing for Important equipment with 40mm dia 'B' class 2.5m long G.I pipe (GI Earthing) | 18 | Nos | 19067.7966 | 343220.339 |  | 18 | 18
80 | 26 b | Providing independent earthing by exacavating a pit to a depth of 2.25Mtr in all soils as per size specified in the data for Sophisticated Electronic equipment (Copper Earthing) | 18 | Nos | 45762.7119 | 823728.8136 |  | 18 | 18
81 | 26 b 1 | Providing independent earthing for Important equipment with 100mm dia Heavy gauge C.I Earthing | 6 | Nos | 21186.4407 | 127118.6441 |  | 6 | 6
82 | 26 c | Supply and Run of 50mm x 6mm G.I Strip | 400 | Rmt | 381.3559 | 152542.3729 |  | 400 | 400
83 | 26 d | Supply and Run of 25mm x 3mm copper strip | 400 | Rmt | 254.2373 | 101694.9153 |  | 400 | 400
84 | 27 a | Supply, transportation and fixing of 22W +/ 10% , >/ 2300 lumens, 1200mm length LED light | 20 | Nos | 4067.7966 | 81355.9322 |  | 20 | 20
85 | 27 b | Supply, transportation and fixing 32-36W (>=3600 Lumens), 2' x2' (600mm x 600mm) slim panel LED luminaire | 60 | Nos | 3389.8305 | 203389.8305 |  | 60 | 60
86 | 27 c | Supply, transportation and fixing 12 W +/-10% (>= 1200 Lumens) Down lighter back lit LED Down Light Recessed / Surface | 215 | Nos | 1186.4407 | 255084.7458 |  | 215 | 215
87 | 27 d | Supply, transportation and fixing 18 W +/-10% (>= 1800 Lumens) Down lighter back lit LED Down Light | 95 | Nos | 1525.4237 | 144915.2542 |  | 95 | 95
88 | 27 e | Supply, transportation and fixing ISI mark batten holder / slanting holder | 8 | Nos | 135.5932 | 1084.7458 |  | 8 | 8
89 | 27 f | Supply, Transportation of energy efficient fan, 1200 mm sweep, aluminium body, consuming 28 W, BEE 5 star rated, ceiling fan | 40 | Nos | 3135.5932 | 125423.7288 |  | 40 | 40
90 | 27 f 1 | Supply and fixing of Modular type Stepped electronic regulator. | 40 | Nos | 847.4576 | 33898.3051 |  | 40 | 40
91 | 27 f 2 | Labour charges for fixing of ceiling fan and regulator | 40 | Nos | 177.9661 | 7118.6441 |  | 40 | 40
92 | 27 f 3 | Supply and erecting 19/20mm steel tube down rod of one meter length | 40 | Nos | 508.4746 | 20338.9831 |  | 40 | 40
93 | 27 g | Supply of 12" (300mm) Light duty exhaust fan | 5 | Nos | 2542.3729 | 12711.8644 |  | 5 | 5
94 | 27 h | Supply,Transportation of 12" (300mm) ISI, 900 RPM Heavy duty exhaust fan | 10 | Nos | 4152.5424 | 41525.4237 |  | 10 | 10
95 | 27 i | Labour charges for fixing the exhaust fan in wall with necessary connections | 15 | Nos | 762.7119 | 11440.678 |  | 15 | 15
96 | 27 j | Supply and fixing of GI louver shutter including GI mesh | 15 | Nos | 2711.8644 | 40677.9661 |  | 15 | 15
97 | 28 a) | Main Power Panel with 1000A 4 Pole ACB as incomer - 1 No and out goings 800 A 4P MCCB - 1 No., 630 A 4P MCCB - 1 No., 400A 4P MCCB - 4 Nos & 250A 4P MCCB - 3 No's with required Digital Ammeter and Voltmer, LED Indicators | 1 | Nos | 1114406.7797 | 1114406.7797 |  | 1 | 1
98 | 28 b) | Floor Power Panel : Incomer: 630A 4 Pole MCCB,- 1 No Outgoings 250 A 4P MCCB - 4 No's 125 A 4P MCCB - 10 No's, 63 A 4P MCCB - 4 No's with required Digital Ammeter and Voltmer, LED Indicators | 1 | Nos | 741525.4237 | 741525.4237 |  | 1 | 1
99 | 28 c) | Electrical Lighting Panels : Incomer: 250 A 4 Pole MCCB - 1 No, Out Goings 125 A 4P MCCB - 4 No's 63 A 4P MCCB - 3 No's with required Digital Ammeter and Voltmer, LED Indicators | 2 | Nos | 313559.322 | 627118.6441 |  | 2 | 2
100 | 28 d) | 130KVAR Out Door Capacitor panel : Incomer: 250A FP MCCB - 1 No, 63A 10KA TP MCB - 9 Nos. 20 KVAR Capacitor Duty contactors - 5 Nos., 10 KVAR Capacitor Duty contactors - 2 Nos, .5 KVAR Capacitor Duty contactors - 2 Nos. 12 stage APFC Relay - 1 No | 1 | Nos | 381355.9322 | 381355.9322 |  | 1 | 1
101 | 29 a) | 630 KVA Transformer OLTC for transformers with RTCC: Supply, Transportation, Installation, Testing and Commissioning of 630 KVA TRANSFORMER with all test reports. The Transformer shall be designed and manufactured as per IS:1180 OLTC with level-II with initial filling of oil as per IS 335-1993. 1000 A LT Breaker Kiosk - 01 No.The basic details of the Transformer are as under. Makes: Kirloskar / PETE / Esennar / Voltamp / Crompton / ABB / Schneider. | 1 | Nos | 3389830.5085 | 3389830.5085 |  | 1 | 1
102 | 30 a) | Supply of 25 Sqmm 3.5 Core XLPE insulated UG Cable. | 200 | Rmt | 254.2373 | 50847.4576 |  | 200 | 200
103 | 30 b) | Supply of 50 Sqmm 3.5 Core XLPE insulated UG Cable. | 200 | Rmt | 474.5763 | 94915.2542 |  | 200 | 200
104 | 30 c) | Supply of 70 Sqmm 3.5 Core XLPE insulated UG Cable. | 75 | Rmt | 635.5932 | 47669.4915 |  | 75 | 75
105 | 30 d) | Supply of 120 Sqmm 3.5 Core XLPE insulated UG Cable. | 50 | Rmt | 889.8305 | 44491.5254 |  | 50 | 50
106 | 30 e) | Supply of 185 Sqmm 3.5 Core XLPE insulated UG Cable. | 50 | Rmt | 1271.1864 | 63559.322 |  | 50 | 50
107 | 30 f) | Supply of 240 Sqmm 3.5 Core XLPE insulated UG Cable. | 100 | Rmt | 1610.1695 | 161016.9492 |  | 100 | 100
108 | 30 g) | Supply of 300 Sqmm 3.5 Core XLPE insulated UG Cable. | 500 | Rmt | 2033.8983 | 1016949.1525 |  | 500 | 500
109 | 31 a) | Termination of UG cables of 3.5 core 25 Sq.mm | 8 | Nos | 720.339 | 5762.7119 |  | 8 | 8
110 | 31 b) | Termination of UG cables of 3.5 core 50 Sq.mm | 8 | Nos | 1016.9492 | 8135.5932 |  | 8 | 8
111 | 31 c) | Termination of UG cables of 3.5 core 70 Sq.mm | 8 | Nos | 1271.1864 | 10169.4915 |  | 8 | 8
112 | 31 d) | Termination of UG cables of 3.5 core 120 Sq.mm | 4 | Nos | 1610.1695 | 6440.678 |  | 4 | 4
113 | 31 e) | Termination of UG cables of 3.5 core 185 Sq.mm | 4 | Nos | 2118.6441 | 8474.5763 |  | 4 | 4
114 | 31 f) | Termination of UG cables of 3.5 core 240 Sq.mm | 4 | Nos | 2966.1017 | 11864.4068 |  | 4 | 4
115 | 31 g) | Termination of UG cables of 3.5 core 300 Sq.mm | 12 | Nos | 3389.8305 | 40677.9661 |  | 12 | 12
116 | 31 h) | Earth work excavation of Trench laying of U.G cables up to 70 sqmm | 100 | Rmt | 932.2034 | 93220.339 |  | 100 | 100
117 | 31 i) | Earth work excavation of Trench laying of U.G cables from 95 Sqmm | 100 | Rmt | 974.5763 | 97457.6271 |  | 100 | 100
118 | 31 j) | Laying of PVC armoured under ground cable up to 95 Sqmm on wall | 200 | Rmt | 105.9322 | 21186.4407 |  | 200 | 200
119 | 31 k) | Laying of PVC armoured under ground cable from 120 Sq.mm to 400 Sqmm saddles on wall | 700 | Rmt | 228.8136 | 160169.4915 |  | 700 | 700
120 | 32 a | Supply, Transportation and Installation of 150mm x 50mm x 2mm thick hot dip GI perforated cable tray | 200 | Rmt | 1097.4576 | 219491.5254 |  | 200 | 200
121 | 32 b | Supply, Transportation and Installation of 300mm x 50mm x 2mm thick thick hot dip GI perforated cable tray | 100 | Rmt | 3813.5593 | 381355.9322 |  | 100 | 100
122 | 33 a | Supply, Transportation and installation of 10KVA / 312V DC on line UPS system | 7 | Nos | 338983.0508 | 2372881.3559 | 2 | 9 | 13
123 | 33 b | Supply and fixing of 12V, 150 AH MF battery | 182 | Nos | 21186.4407 | 3855932.2034 | 52 | 234 | 338
124 | 33 c | Supply and providing of UPS cum battery rack 20 batteries | 7 | Nos | 25423.7288 | 177966.1017 | 2 | 9 | 13
125 | 33 d | Supply, Transportation, Installation, Testing and commissioning of storage / Pressure type 5 Star rated water heater with ABS plastic body of 15 Ltrs | 7 | Nos | 13559.322 | 94915.2542 |  | 7 | 5
126 | 34 | 26 persons ICU bed cum passenger lift (1768 Kgs) G+8 Floors, 9 stops,9 Openings (Cost Includes amount for Construction of Shaft / Cladding from Ground to 8th Floor) | 1 | Nos | 8894067.7966 | 8894067.7966 |  | 1 | 1
127 | 35.1 | 1.50 TR with , 18000 BTU/Hr High Wall mount Split Air Conditioners | 6 | Nos | 127118.6441 | 762711.8644 |  | 6 | 6
128 | 35.2 | 2.0 TR with , 24000 BTU/Hr High Wall mount Split Air Conditioners | 2 | Nos | 177966.1017 | 355932.2034 |  | 2 | 4
129 | 35.3 | Voltage stabilizer for 4 KVA maximum load | 6 | Nos | 5932.2034 | 35593.2203 |  | 6 | 6
130 | 35.4 | Voltage stabilizer for 5 KVA maximum load | 2 | Nos | 7203.3898 | 14406.7797 |  | 2 | 2
131 | 35.5 | Ductable Air Conditioners 11.0 TR with ISEER ≥ 4 | 1 | Nos | 1016949.1525 | 1016949.1525 |  | 1 | 1
132 | 35.6 | Ductable Air Conditioners 8.5 TR with ISEER ≥ 4 | 2 | Nos | 847457.6271 | 1694915.2542 |  | 2 | 2
133 | 35.7 | Ductable Air Conditioners 5.5 TR with ISEER ≥ 4 | 1 | Nos | 762711.8644 | 762711.8644 |  | 1 | 2
134 | 36.2 | Automatic Smoke Detection System | 1 | Job | 1207627.1186 | 1207627.1186 |  | 1 | 1
135 | 36.3 | Automatic Fire Alarm System | 1 | Job | 1186440.678 | 1186440.678 |  | 1 | 1
136 | 36.4 | Supply & Fixing of 4.5Kg, CO2 Type Fire Extinguisher. | 6 | Nos | 22881.3559 | 137288.1356 |  | 6 | 6
137 | 36.5 | Supply and fixing of ABC stored pressure squeeze grip type fire extinguishers, 9 kg capacity. | 6 | Nos | 13559.322 | 81355.9322 |  | 6 | 6
138 | 36.6 | Supply and fixing of ABC Powder MAP 4 Kg Fire extinguisher | 10 | Nos | 9322.0339 | 93220.339 |  | 10 | 10
139 | 36.7 | Supply and fixing of 2 Kg Fire extinguisher Clean Agent | 10 | Nos | 19067.7966 | 190677.9661 |  | 10 | 10
140 | 36.8 | Supply and fixing of Escape signage boards in Rigid Photo luminescent based glow | 150 | Nos | 1694.9153 | 254237.2881 |  | 150 | 150
141 | 36.9 | Supply & Fixing of Powder Coated Fire Rated doors. | 6 | Sqm | 24576.2712 | 147457.6271 |  | 6 | 6
142 | 37 | Telephone & EPABX System | 1 | Job | 847457.6271 | 847457.6271 |  | 1 | 1
143 | 38 | Local Area Network (LAN) System | 1 | Job | 1059322.0339 | 1059322.0339 |  | 1 | 1
144 | 39 | Biometric Access Control System | 2 | Nos | 254237.2881 | 508474.5763 |  | 2 | 2
145 |  | Dismantling, clearing away and carefully stacking useful materials for re-use and disposal of unserviceable materials with 100m lead as directed by Engineer-in-Charge duly taking actual premeasurements before dismantling including all charges complete (Reinforced cement concrete) | 10 | Cum | 4576.2712 | 45762.7119 |  | 10 | 5.95
146 |  | Dismantling, clearing away and carefully stacking useful materials for re-use and disposal of unserviceable materials with 100m lead as directed by Engineer-in-Charge duly taking actual premeasurements before dismantling including all charges complete (Unreinforced cement concrete) | 1.5 | Cum | 3813.5593 | 5720.339 |  | 1.5 | 49.43
147 |  | Dismantling, clearing away and carefully stacking useful materials for re-use and disposal of unserviceable materials with 100m lead as directed by Engineer-in-Charge duly taking actual premeasurements before dismantling including all charges complete (Brick Masonary) | 118 | Cum | 762.7119 | 90000 |  | 118 | 137.4
148 |  | Dismantling, clearing away and carefully stacking useful materials for re-use and disposal of unserviceable materials with 100m lead as directed by Engineer-in-Charge duly taking actual premeasurements before dismantling including all charges complete (Kadapa slabs or shahabad stone slabs on sand bed) | 25 | Sqm | 533.8983 | 13347.4576 |  | 25 | 268.82
149 |  | Dismantling doors, windows and clear storey windows, Ventilators etc., (wood or steel) shutters including Chowkhats, architraves,hold fasts and other attachments etc., and stacking them within 100m lead including charge etc., complete for finished item of work. (Not exceeding 3 sqm in area) | 57 | Nos | 1525.4237 | 86949.1525 |  | 57 | 203
150 |  | Conveyance of un-useful excavated earth to a distance of 16 KM for disposal including hire charges of T and P, labour charges etc., complete for finished item of work. | 250 | Cum | 762.7119 | 190677.9661 |  | 250 | 461.6
151 | 40 | RCC M 25 grade design mix (For lintels) | 3 | Cum | 16016.9492 | 48050.8475 |  | 3 | 2.092
152 | 41 | RCC M 20 grade design mix (50mm thick platforms) | 12 | Sqm | 991.5254 | 11898.3051 |  | 12 | 0
153 | 41 | RCC M 20 grade design mix (25 mm thick Shelves) | 12 | Sqm | 762.7119 | 9152.5424 |  | 12 | 0
154 | 42 | Brick Masonry work in CM (1:6) prop in superstructure | 3 | Cum | 12966.1017 | 38898.3051 |  | 3 | 78.23
155 | 43 | Reinforced Masonry for partition walls (100 mm thick) in CM (1:4) | 500 | Sqm | 2288.1356 | 1144067.7966 |  | 500 | 348.01
156 | 44 | PCC (1:3:6) nominal mix using 20mm size graded m/c (For bed blocks and hold fasts) | 1.5 | Cum | 7627.1186 | 11440.678 |  | 1.5 | 28.01
157 | 45 | Filling with light weight concrete in Cement Concrete (1:5:10) proportion using brick jelly for low roofs | 23 | Cum | 6101.6949 | 140338.9831 |  | 23 | 16.062
158 | 46 | Thermo Mechanically Treated (Fe -500/500D/550D) for RCC works | 1.25 | MT | 106779.661 | 133474.5763 |  | 1.25 | 0.521
159 | 49 | Plastering 12mm thick in two coats with base coat of 8mm thick in CM (1:6) and top coat of 4mm thick in CM (1:4). for Internal walls. | 1600 | Sqm | 1037.2881 | 1659661.0169 |  | 1600 | 1696.98
160 | 51 | Impervious coat to exposed RCC roof slab surfaces (APSS No. 901 and 903) For Toilets | 77.78 | Sqm | 305.0847 | 23729.4915 |  | 77.78 | 41
161 | 92 | Providing and applying Wall putty of White Cement or Polymer or Cement based of average 1 to 2 mm thickness over plastered surface to prepare the surface even and smooth after thoroughly brushing the surface to remove all dirt and remains of loose powdered materials, applying emery paper, Sand the surface, clean & wipe off loose dust, applying knifing paste filler by putty knife / muslin pad, air dry for 2 - 3 | 4447 | Sqm | 228.8136 | 1017533.8983 |  | 4447 | 1475.27
162 | 53 | Flooring with non-skid full body ceramic floor tiles | 85 | Sqm | 1449.1525 | 123177.9661 |  | 85 | 81.76
163 | 55 | Dadooing to walls with glazed full body Porcelain wall tiles | 225 | Sqm | 1220.339 | 274576.2712 |  | 225 | 372.9
164 | 56 | Dadooing to walls with glazed full body Ceramic tiles | 350 | Sqm | 1220.339 | 427118.6441 |  | 350 | 437.572
165 | 57 | Painting one coat water based cement primer of interior grade I and two coats of acrylic emulsion paint for ceiling and Walls | 4447 | Sqm | 305.0847 | 1356711.8644 |  | 4447 | 2923.629
166 | 59 | Painting to new wood work | 313 | Sqm | 305.0847 | 95491.5254 |  | 313 | 0
167 | 60 | Painting to new iron work | 88 | Sqm | 228.8136 | 20135.5932 |  | 88 | 93.181
168 | 61 | Two shutter cupboards | 100 | Sqm | 7627.1186 | 762711.8644 |  | 100 | 0
169 | 64 | UPVC Fixed Louvered Ventilator | 7 | Sqm | 10169.4915 | 71186.4407 |  | 7 | 13.56
170 |  | UPVC 3 track Sliding Windows | 15 | Sqm | 7627.1186 | 114406.7797 |  | 15 | 36.044
171 |  | MS Grills to Windows | 150 | Sqm | 1525.4237 | 228813.5593 |  | 150 | 69.02
172 | 66 | Flooring with 16 to 18 mm thick high polished granite stone slabs black colour for platforms (S.S.701 and special) | 50 | Sqm | 5338.9831 | 266949.1525 |  | 50 | 61.676
173 | 67 | Doors as per approved drawings with medium teak wood frame (1500mm x 2600mm) | 50 | Sqm | 5338.9831 | 266949.1525 |  | 50 | 0
174 | 68 | Doors as per approved drawings with medium teak wood frame (1000mm x 2100mm) | 45 | Sqm | 6271.1864 | 282203.3898 |  | 45 | 0
175 | 69 | Doors Shutters WPC(800mm x 2100mm) | 40 | Sqm | 4576.2712 | 183050.8475 |  | 40 | 42.607
176 | 70 | Scientific Doors with metal door frames and door shutters made of galvanize steel | 45 | Sqm | 15254.2373 | 686440.678 |  | 45 | 63.603
177 | 71 | False ceiling as per Technical specification | 1400 | Sqm | 1525.4237 | 2135593.2203 |  | 1400 | 1171.325
178 | 72 | Vinyl flooring | 500 | Sqm | 2542.3729 | 1271186.4407 |  | 500 | 952.578
179 | 74 | Impervious coat to exposed RCC roof slab surfacesof 20mm thick (APSS No. 901 and 903) | 350 | Sqm | 1067.7966 | 373728.8136 |  | 350 | 0
180 | 63 | Fixed Glass Window – 1200 x 1200 | 53.55 | Sqm | 4576.2712 | 245059.322 |  | 53.55 | 57.254
181 | 95 | Grouting the holes with neat cement slurry of 20mm dia with all required accessories of all materials etc., including cost & Conveyance of all labour Charges etc., complete finished item of work (*As per SSR2021-22 of S.NO:-8) | 500 | Nos | 152.5424 | 76271.1864 |  | 500 | 0
182 | 96 | Pressure grouting the drilled holes with neat cement slurry or with approved grout admixture using pump - excluding cost of drilling holes after fixing nozzles as technical specification approved by the department etc., including cost & Conveyance of all labour charges etc., complete finished item of work | 500 | Nos | 533.8983 | 266949.1525 |  | 500 | 1049
183 | 87A | Supply and fabricating,erecting and fixing inposition trusses of approved design with structural steel other than MS. | 6500 | Kgs | 152.5424 | 991525.4237 |  | 6500 | 6500
184 | 87B | Supply and fixing of pre painted Galvalume Trapezoidal Profile Roofing with 0.50mm Thickness. | 65 | Sqm | 915.2542 | 59491.5254 |  | 65 | 65
185 | 75 | 4" (101.6mm) multi floor trap with jali - UPVC/SWR | 25 | Nos | 228.8136 | 5720.339 |  | 25
186 | 76 | 580mm x 440mm long Orissa pan white glazed Water Closet | 4 | Nos | 4576.2712 | 18305.0847 |  | 4 | 4
187 | 77 | European Water Closet of 1st quality | 9 | Nos | 5338.9831 | 48050.8475 |  | 9 | 9
188 | 78 | Indian make Flat Back Wash Hand Basin 1st quality | 16 | Nos | 3050.8475 | 48813.5593 |  | 16 | 16
189 | 79 | CP finish brass soap dish | 21 | Nos | 932.2034 | 19576.2712 |  | 21 | 22
190 | 80 | TV shape mirror with plastic frame of size 609.6mm x 457.2mm | 25 | Nos | 533.8983 | 13347.4576 |  | 25 | 16
191 | 81 | 25.4mm dia , 609.6mm long aluminium anodized towel rods | 36 | Nos | 457.6271 | 16474.5763 |  | 36 | 23
192 | 82 | 15 mm brass body CP finish bib tap of not less than 300 grams weight | 25 | Nos | 457.6271 | 11440.678 |  | 25 | 15
193 | 87C | Self Closing Tap - Push Type | 25 | Nos | 610.1695 | 15254.2373 |  | 25 | 16
194 | 84 | Chromium plated finish brass body quarter turn Bibcock cum Health Faucet | 12 | Nos | 3050.8475 | 36610.1695 |  | 12 | 9
195 | 85 | Ashirvad/ Ajay/ Astral Flowguard or equivalent CPVC Pipes and Fittings - 15.90mm OD pipe | 55 | Rmt | 228.8136 | 12584.7458 |  | 55
196 | 85 | Ashirvad/Ajay/Astral Flowguard or equivalent CPVC Pipes and Fittings - 22.20mm OD pipe | 115 | Rmt | 305.0847 | 35084.7458 |  | 115
197 | 85 | Ashirvad/ Ajay/ Astral Flowguard or equivalent CPVC Pipes and Fittings -28.60mm OD pipe | 143 | Rmt | 381.3559 | 54533.8983 |  | 143
198 | 86 | Bronze Gate/ Globe valve - 25mm Nominal bore | 15 | Nos | 1220.339 | 18305.0847 |  | 15
199 | 87 | SWR PVC pipes (Prince/ Sudhakar/ Kisan/ Supreme or any ISI brand) 4 Kg/Sq.cm. - 75mmdia | 145 | Rmt | 381.3559 | 55296.6102 |  | 145
200 | 87 | SWR PVC pipes (Prince/ Sudhakar/ Kisan/ Supreme or any ISI brand) 4 Kg/Sq.cm. -110mmdia | 145 | Rmt | 457.6271 | 66355.9322 |  | 145
201 | 90 | Supplying and fixing15 mm nominal size 152.0 mm CP finish iron body shower rose 1st quality including cost and conveyance of all materials, labour charges , overheads & contractors profit for finished item of work in all floors. | 5 | Nos | 533.8983 | 2669.4915 |  | 5
202 | 87D | Supply and Fixing of white glazed flat back bowl urinals | 4 | Nos | 2288.1356 | 9152.5424 |  | 4
203 | 87E | Supply and fixing of 16mm to 20 mm thick ploished marbles slab partitions of size 4'0"*2'0" | 10 | Nos | 3050.8475 | 30508.4746 |  | 10
204 | 88.1 | 28 mm dia. and 0.90 mm thick Copper Pipe Lines for Main lines | 700 | Rmt | 1483.0508 | 1038135.5932 |  | 700
205 | 88.1 | 42 mm dia. and 1.20 mm thick Copper Pipe Lines for Main lines | 200 | Rmt | 1906.7797 | 381355.9322 |  | 200
206 | 88.1 | 54 mm dia. and 1.20 mm thick Copper Pipe Lines for Main lines | 550 | Rmt | 2500 | 1375000 |  | 550
207 | 88.1 | 12 mm dia. and 0.70 mm thick Copper Pipe Lines for distribution lines | 320 | Rmt | 550.8475 | 176271.1864 |  | 320
208 | 88.1 | 15 mm dia. and 0.90 mm thick Copper Pipe Lines for distribution lines | 525 | Rmt | 805.0847 | 422669.4915 |  | 525
209 | 88.1 | 22 mm dia. and 0.90 mm thick Copper Pipe Lines for distribution lines | 530 | Rmt | 1228.8136 | 651271.1864 |  | 530
210 | 88.2 | 15 mm (1/2") Isolation Valves | 40 | Nos | 1271.1864 | 50847.4576 |  | 40
211 | 88.2 | 22 mm (3/4") Isolation Valves | 15 | Nos | 2118.6441 | 31779.661 |  | 15
212 | 88.2 | 28 mm Isolation Valves | 3 | Nos | 2966.1017 | 8898.3051 | 2 | 5
213 | 88.2 | 42 mm Isolation Valves | 2 | Nos | 3813.5593 | 7627.1186 | 3 | 5
214 | 88.2 | 54 mm Isolation Valves | 2 | Nos | 4661.0169 | 9322.0339 | 1 | 3
215 | 88.3 | Gas Outlet Points with probes for Oxygen with S Brackets | 189 | Nos | 2415.2542 | 456483.0508 |  | 189
216 | 88.4 | 2 Gas Digital Area Alarm Panels | 2 | Nos | 21186.4407 | 42372.8814 |  | 2
217 | 88.4 | 3 Gas Digital Area Alarm Panels | 4 | Nos | 25423.7288 | 101694.9153 |  | 4
218 | 88.4 | 5 Gas Digital Area Alarm Panels | 5 | Nos | 33898.3051 | 169491.5254 | 1 | 6
219 | 88.4 | Master Digital Alarm Panels | 1 | Nos | 42372.8814 | 42372.8814 |  | 1
220 | 88.5 | BPC Flow meter with Humidifier bottle and L adapter | 27 | Nos | 1906.7797 | 51483.0508 |  | 27
221 | 88.5 | L Type Adapter for Oxygen Flow meters | 27 | Nos | 1059.322 | 28601.6949 |  | 27
222 | 88.5 | Kit for conversion of Oxygen | 27 | Nos | 1398.3051 | 37754.2373 |  | 27
223 | 88.5 | Suction Jars of 600 ml capacity | 27 | Nos | 2923.7288 | 78940.678 |  | 27
224 | 88.5 | Adapters for Vacuum | 27 | Nos | 635.5932 | 17161.0169 |  | 27
225 | 88.5 | Adapters for Air | 27 | Nos | 635.5932 | 17161.0169 |  | 27
226 | 88.5 | Adapters for Nitrous Oxide | 15 | Nos | 635.5932 | 9533.8983 |  | 15
227 | 88.5 | Vacuum Tube | 27 | Nos | 466.1017 | 12584.7458 | 58 | 85
228 | 88.6 | Bed Head wall panel horizontal 1500 mm long single railing | 27 | Nos | 29661.0169 | 800847.4576 |  | 27
229 | 88.7 b | Valve box -2 services | 1 | Nos | 8050.8475 | 8050.8475 |  | 1
230 | 88.7 b | Valve box -3 services | 3 | Nos | 12288.1356 | 36864.4068 |  | 3
231 | 88.7 b | Valve box -6 services | 1 | Nos | 19067.7966 | 19067.7966 | 5 | 6
232 | 88.8 a | 4 + 4 size of CO2 manifold System | 1 | Job | 33898.3051 | 33898.3051 | 1 | 2
233 | 88.8 b | 2 cylinder emergency manifold | 1 | Job | 12288.1356 | 12288.1356 | 1 | 2
234 | 88.8 c | Fully Automatic CO2 Control System | 1 | Job | 156779.661 | 156779.661 | 1 | 2
235 | 88.9 | Aneste Iwata Make TFS 150 C9 Model, Compresso Two stage, Motor 15 HP & 57.18 CFM, 60 CFM Air Dryer with 2000 Ltrs Receiver Twin System (For Air4, Air7) | 1 | Job | 1605932.2034 | 1605932.2034 |  | 1
236 | 88.1 | Supporting structure for MGPS lines with Ismb Columns, beams, MS angles, Flats and square rods | 1 | Job | 673728.8136 | 673728.8136 |  | 1
237 | 88.11 | 2x20 Oxygen Main manifold System | 1 | Job | 80508.4746 | 80508.4746 |  | 1
238 | 88.12 | Electrical Control Panel for MGPS | 1 | Job | 122881.3559 | 122881.3559 |  | 1
239 | 88.13 | Vaccum system Ingersoll Rand Make Model 15V x 10 Model with 5 HP Motor with 1000 Liters Reciever, Filters, Electricals, Etc Secretion Trap and Bacteria Filter | 2 | Job | 1266949.1525 | 2533898.3051 |  | 2
240 |  | Validation By Third Party Agency Charges per Each MOT | 4 | Each | 84745.7627 | 338983.0508 |  | 4
241 |  | Anesthetic Gas Scavenging System (AGSS) | 1 | Job | 1027966.1017 | 1027966.1017 |  | 1
|  | Total Contract Value |  |  |  | 148960356.6102
Items Not In BOQ
1 |  | Dadoo | 0 |  | 0 | 0 |  | 0 |  | \
|  | Electrical Connections for 2 UPS | 0 | job | 100000 |  | 1 | 1 | 3

## Sheet1 (2)
| S.No | Item Name | As Per Sanctioned Estimate |  |  |  |  | As Per Work Done/To Be Done | [6 empty] | Additional 2 Ots Quantity |  |  |  | As Per Work Done/To Be Done |  |  | Total Agreement Quantity
|  |  | Quantity |  |  | Rate (Rs.) | Amount (Rs.) | Quantity |  | Rate (Rs.) | Amount (Rs.) | Deviation | Excess | Less | Quantity |  | Rate (Rs.) | Amount (Rs.) | Quantity | Rate (Rs.) | Amount (Rs.) | Quantity |  | Rate (Rs.) | Amount (Rs.)
MPS
FOR MOTs
1 | 1 | Stainless Steel Pre-fabricated Wall panels in MOTs1) Make: SS 304 medical grade JINDAL certified by a notified body NABL Lab.2) Not less than 50mm thick (0.80mm thick sheet on both sides).3) 41Kg/Cum density PUF, fine grain surface, treated with anti bacterial/anti fungal paint, shall be made with single sheet without any joints/welding, should be covered with a protective sheet. Certified by a notified body NABL Lab. | 400 | Sqm | 12720.339 | 15010 | 6004000 | 354 | Sqm | 15010 | 5313540 | -46 | -690460 | -690460 | 200 | Sqm | 12720.339 | 2544067.7966 |  |  |  | 600 | Sqm | 12720.339 | 7632203.3898
1 | [11 empty] | -46 | -690460 | [11 empty] | 7632203.3898
2 | 2 | Stainless Steel Pre-fabricated Ceiling panels In MOTs & MOTs Corridor | 385 | Sqm | 12720.339 | 15010 | 5778850 | 385 | Sqm | 15010 | 5778850 | 0 | 0 | 0 | 70 | Sqm | 12720.339 | 890423.7288 |  |  |  | 455 | Sqm | 12720.339 | 5787754.2373
2
3 | 3 | Dynamic Hatch Box | 2 | Nos | 250000 | 295000 | 590000 | 2 | Nos | 295000 | 590000 | 0 | 0 |  | 1 | Nos | 250000 | 250000 |  |  |  | 3 | Nos | 250000 | 750000
3
4 | 4 | Electro conductive Flooring inside MOTs | 160 | Sqm | 3419.4915 | 4035 | 645600 | 160 | Sqm | 4035 | 645600 | 0 | 0 | 0 | 80 | Sqm | 3419.4915 | 273559.322 |  |  |  | 240 | Sqm | 3419.4915 | 820677.9661
4
5 | 5 | Flooring with Vinyl Sheets In MOT Corridor | 175 | Sqm | 3177.9661 | 3750 | 656250 | 175 | Sqm | 3750 | 656250 | 0 | 0 | 0 | 50 | Sqm | 3177.9661 | 158898.3051 |  |  |  | 225 | Sqm | 3177.9661 | 715042.3729
5
6 | 6 | Uni Directional Ceiling Laminar Airflow Systems | 4 | Nos | 394067.7966 | 465000 | 1860000 | 4 | Nos | 465000 | 1860000 | 0 | 0 |  | 2 | Nos | 394067.7966 | 788135.5932 |  |  |  | 6 | Nos | 394067.7966 | 2364406.7797
6
7 | 7 | Air Handling Units (AHUs) 11 TR | 4 | Nos | 1266949.1525 | 1495000 | 5980000 | 4 | Nos | 1495000 | 5980000 | 0 | 0 |  | 2 | Nos | 1266949.1525 | 2533898.3051 |  |  |  | 6 | Nos | 1266949.1525 | 7601694.9153
7
8 | 8 | Condensing Units | 4 | Nos | 292372.8814 | 345000 | 1380000 | 4 | Nos | 345000 | 1380000 | 0 | 0 |  | 2 | Nos | 292372.8814 | 584745.7627 |  |  |  | 6 | Nos | 292372.8814 | 1754237.2881
8
9 | 9 | Pressure Relief Dampers | 4 | Nos | 19067.7966 | 22500 | 90000 | 4 | Nos | 22500 | 90000 | 0 | 0 |  | 2 | Nos | 19067.7966 | 38135.5932 |  |  |  | 6 | Nos | 19067.7966 | 114406.7797
9
10 | 10 | Single arm Anesthesia Pendants (Imported) | 4 | Nos | 1012711.8644 | 1195000 | 4780000 | 4 | Nos | 1195000 | 4780000 | 0 | 0 |  | 8 | Nos | 1012711.8644 | 8101694.9153 |  |  |  | 12 | Nos | 1012711.8644 | 12152542.3729
10
11 | 11 | Triple Dome Ceiling OT LED Lights (Imported) | 2 | Nos | 4025423.7288 | 4750000 | 9500000 | 2 | Nos | 4750000 | 9500000 | 0 | 0 |  |  | Nos | 4025423.7288 | 0 |  |  |  | 2 | Nos | 4025423.7288 | 8050847.4576
11
12 | 12 | Double Dome Ceiling OT LED Lights (Imported) | 2 | Nos | 3008474.5763 | 3550000 | 7100000 | 2 | Nos | 3550000 | 7100000 | 0 | 0 |  | 2 | Nos | 3008474.5763 | 6016949.1525 |  |  |  | 4 | Nos | 3008474.5763 | 12033898.3051
12
13 | 13 | Detachable Hi Definition Cameras in Triple Dome Ceiling OT Lights | 2 | Nos | 843220.339 | 995000 | 1990000 | 2 | Nos | 995000 | 1990000 | 0 | 0 |  | 1 | Nos | 843220.339 | 843220.339 |  |  |  | 3 | Nos | 843220.339 | 2529661.0169
13
14 | 14 | Ceiling/Wall mounted CCTV Room Camera | 4 | Nos | 19067.7966 | 22500 | 90000 | 4 | Nos | 22500 | 90000 | 0 | 0 |  | 2 | Nos | 19067.7966 | 38135.5932 |  |  |  | 6 | Nos | 19067.7966 | 114406.7797
14
15 | 15 | LED Peripheral Lights cum clean room (OT) luminaries | 62 | Nos | 15889.8305 | 18750 | 1162500 | 62 | Nos | 18750 | 1162500 | 0 | 0 |  | 40 | Nos | 15889.8305 | 635593.2203 |  |  |  | 102 | Nos | 15889.8305 | 1620762.7119
15
16 | 16 | View Window with Motorised Blinds of 1 Mt Length & 1 Mt Height | 7 | Nos | 97457.6271 | 115000 | 805000 | 7 | Nos | 115000 | 805000 | 0 | 0 |  | 2 | Nos | 97457.6271 | 194915.2542 |  |  |  | 9 | Nos | 97457.6271 | 877118.6441
16
17 | 17 | Hermetically Sealed Doors (1.80mt x 2.10 mt) | 4 | Nos | 97457.6271 | 115000 | 460000 | 4 | Nos | 115000 | 460000 | 0 | 0 |  | 2 | Nos | 97457.6271 | 194915.2542 |  |  |  | 6 | Nos | 97457.6271 | 584745.7627
17
18 | 18 | (1.50mt x 2.10 mt) Sliding Automatic Sliding Doors with View Windoy of 1 Mt x 1 Mt | 2 | Nos | 444915.2542 | 525000 | 1050000 | 2 | Nos | 525000 | 1050000 | 0 | 0 |  |  | Nos | 444915.2542 | 0 |  |  |  | 2 | Nos | 444915.2542 | 889830.5085
18
19 | 19 | Storage Units | 4 | Nos | 63559.322 | 75000 | 300000 | 4 | Nos | 75000 | 300000 | 0 | 0 |  | 2 | Nos | 63559.322 | 127118.6441 |  |  |  | 6 | Nos | 63559.322 | 381355.9322
19
20 | 20 | Writing Board (List Board) | 4 | Nos | 15889.8305 | 18750 | 75000 | 4 | Nos | 18750 | 75000 | 0 | 0 |  | 2 | Nos | 15889.8305 | 31779.661 |  |  |  | 6 | Nos | 15889.8305 | 95338.9831
20
21 | 21 | X-Ray CT Scan LED viewing Screen | 4 | Nos | 31779.661 | 37500 | 150000 | 4 | Nos | 37500 | 150000 | 0 | 0 |  | 2 | Nos | 31779.661 | 63559.322 |  |  |  | 6 | Nos | 31779.661 | 190677.9661
21
22 | 22 | Touch Screen Surgeon Control Panels | 4 | Nos | 326271.1864 | 385000 | 1540000 | 4 | Nos | 385000 | 1540000 | 0 | 0 |  | 2 | Nos | 326271.1864 | 652542.3729 |  |  |  | 6 | Nos | 326271.1864 | 1957627.1186
22
23 | 23 | 3-Bay Scrub Stations/Sinks | 2 | Nos | 312500 | 368750 | 737500 | 2 | Nos | 368750 | 737500 | 0 | 0 |  |  | Nos | 312500 | 0 |  |  |  | 2 | Nos | 312500 | 625000
23
24 | 24 | Video and Image Management system | 1 | Nos | 6779661.0169 | 8000000 | 8000000 | 1 | Nos | 8000000 | 8000000 | 0 | 0 |  |  | Nos | 6779661.0169 | 0 |  |  |  | 1 | Nos | 6779661.0169 | 6779661.0169
24
25 | 25 | Medical Grade Monitors 32 inch 4 K Resolution | 4 | Nos | 1097457.6271 | 1295000 | 5180000 | 4 | Nos | 1295000 | 5180000 | 0 | 0 |  | 2 | Nos | 1097457.6271 | 2194915.2542 |  |  |  | 6 | Nos | 1097457.6271 | 6584745.7627
25
26 | 26 | Wall mounted large screen display 55 inch (Commercial Grade) | 2 | Nos | 419491.5254 | 495000 | 990000 | 2 | Nos | 495000 | 990000 | 0 | 0 |  |  | Nos | 419491.5254 | 0 |  |  |  | 2 | Nos | 419491.5254 | 838983.0508
26
27 | 27 | Cable connections for integration within MOTs and with Workshop Projector Hall, Networks with OFC Cable | 4 | Job | 845338.9831 | 997500 | 3990000 | 4 | Job | 997500 | 3990000 | 0 | 0 |  | 2 | Job | 845338.9831 | 1690677.9661 |  |  |  | 6 | Job | 845338.9831 | 5072033.8983
27
28 | 28 | Wireless Microphone | 1 | Nos | 216101.6949 | 255000 | 255000 | 1 | Nos | 255000 | 255000 | 0 | 0 |  |  | Nos | 216101.6949 | 0 |  |  |  | 1 | Nos | 216101.6949 | 216101.6949
28
29 | 29 | Digital mixer Amplifier | 1 | Nos | 207627.1186 | 245000 | 245000 | 1 | Nos | 245000 | 245000 | 0 | 0 |  |  | Nos | 207627.1186 | 0 |  |  |  | 1 | Nos | 207627.1186 | 207627.1186
29
30 | 30 | Ceiling Mounted Speakers | 4 | Nos | 12711.8644 | 15000 | 60000 | 4 | Nos | 15000 | 60000 | 0 | 0 |  | 2 | Nos | 12711.8644 | 25423.7288 |  |  |  | 6 | Nos | 12711.8644 | 76271.1864
30
31 | 31 | Video Conferencing System | 1 | Nos | 1012711.8644 | 1195000 | 1195000 | 1 | Nos | 1195000 | 1195000 | 0 | 0 |  |  | Nos | 1012711.8644 | 0 |  |  |  | 1 | Nos | 1012711.8644 | 1012711.8644
31
32 | 32 | Home Theatre Power Conditioner, 230 V | 1 | Nos | 122881.3559 | 145000 | 145000 | 1 | Nos | 145000 | 145000 | 0 | 0 |  |  | Nos | 122881.3559 | 0 |  |  |  | 1 | Nos | 122881.3559 | 122881.3559
32
33 | 33 | Amplifier (8 Channel) | 1 | Nos | 207627.1186 | 245000 | 245000 | 1 | Nos | 245000 | 245000 | 0 | 0 |  |  | Nos | 207627.1186 | 0 |  |  |  | 1 | Nos | 207627.1186 | 207627.1186
33
34 | 34 | HiFi Active Sub Woofer | 1 | Nos | 42372.8814 | 50000 | 50000 | 1 | Nos | 50000 | 50000 | 0 | 0 |  |  | Nos | 42372.8814 | 0 |  |  |  | 1 | Nos | 42372.8814 | 42372.8814
34
35 | 35 | 4K Laser Projection TV | 1 | Nos | 1266949.1525 | 1495000 | 1495000 | 1 | Nos | 1495000 | 1495000 | 0 | 0 |  |  | Nos | 1266949.1525 | 0 |  |  |  | 1 | Nos | 1266949.1525 | 1266949.1525
35
36 | 36 | Equalization & Loud Speaker Control System | 1 | Nos | 33898.3051 | 40000 | 40000 | 1 | Nos | 40000 | 40000 | 0 | 0 |  |  | Nos | 33898.3051 | 0 |  |  |  | 1 | Nos | 33898.3051 | 33898.3051
36
37 | 37 | Sound Analog Mixer | 1 | Nos | 207627.1186 | 245000 | 245000 | 1 | Nos | 245000 | 245000 | 0 | 0 |  |  | Nos | 207627.1186 | 0 |  |  |  | 1 | Nos | 207627.1186 | 207627.1186
37
38 | 38 | Electrical Installations in MOTs & TIRs | 7 | Job | 165254.2373 | 195000 | 1365000 | 7 | Job | 195000 | 1365000 | 0 | 0 |  | 2 | Job | 165254.2373 | 330508.4746 |  |  |  | 9 | Job | 165254.2373 | 1487288.1356
38
39 | 39 | Stainless Steel Pre-fabricated Wall panels in TIRs | 202 | Sqm | 12720.339 | 15010 | 3032020 | 202 |  | 15010 | 3032020 | 0 | 0 |  | 150 |  | 12720.339 |  |  |  |  | 352 |  | 12720.339 | 4477559.322
39
40 | 40 | Stainless Steel Pre-fabricated Ceiling panels in TIRs and TIR Corridor | 146 | Sqm | 12720.339 | 15010 | 2191460 | 146 |  | 15010 | 2191460 | 0 | 0 |  | 8 |  | 12720.339 | 101762.7119 |  |  |  | 154 |  | 12720.339 | 1958932.2034
40
41 | 41 | Electro conductive Flooring inside TIRs | 146 | Sqm | 3419.4915 | 4035 | 589110 | 146 |  | 4035 | 589110 | 0 | 0 | 0 |  |  | 3419.4915 | 0 |  |  |  | 146 |  | 3419.4915 | 499245.7627
41
42 | 42 | Flooring with Vinyl Sheets In TIR Corridor | 61 |  | 3177.9661 | 3750 | 228750 | 61 |  | 3750 | 228750 | 0 | 0 |  |  |  | 3177.9661 | 0 |  |  |  | 61 |  | 3177.9661 | 193855.9322
42
43 | 43 | Uni Directional Ceiling Laminar Airflow Systems | 3 | Nos | 334745.7627 | 395000 | 1185000 | 3 | Nos | 395000 | 1185000 | 0 | 0 |  |  | Nos | 334745.7627 | 0 |  |  |  | 3 | Nos | 334745.7627 | 1004237.2881
43
44 | 44 | Air Handling Units (AHUs) 11 TR | 2 | Nos | 1266949.1525 | 1495000 | 2990000 | 2 | Nos | 1495000 | 2990000 | 0 | 0 |  |  | Nos | 1266949.1525 | 0 |  |  |  | 2 | Nos | 1266949.1525 | 2533898.3051
44
45 | 45 | Air Handling Units (AHUs) 8.5 TR | 1 | Nos | 1012711.8644 | 1195000 | 1195000 | 1 | Nos | 1195000 | 1195000 | 0 | 0 |  |  | Nos | 1012711.8644 | 0 |  |  |  | 1 | Nos | 1012711.8644 | 1012711.8644
45
46 | 46 | Condensing Units | 3 | Nos | 292372.8814 | 345000 | 1035000 | 3 | Nos | 345000 | 1035000 | 0 | 0 |  |  | Nos | 292372.8814 | 0 |  |  |  | 3 | Nos | 292372.8814 | 877118.6441
46
47 | 47 | Pressure Relief Dampers | 3 | Nos | 19067.7966 | 22500 | 67500 | 3 | Nos | 22500 | 67500 | 0 | 0 |  |  | Nos | 19067.7966 | 0 |  |  |  | 3 | Nos | 19067.7966 | 57203.3898
47
48 | 48 | Hermetically Sealed Doors (1.80mt x 2.10 mt) | 3 | Nos | 444915.2542 | 525000 | 1575000 | 3 | Nos | 525000 | 1575000 | 0 | 0 |  |  | Nos | 444915.2542 | 0 |  |  |  | 3 | Nos | 444915.2542 | 1334745.7627
48
49 | 49 | 12mm thick glazed Glass partition walls in TIRs | 40 | Sqm | 550.8475 | 650 | 26000 | 40 | Sqm | 650 | 26000 | 0 | 0 |  |  | Sqm | 550.8475 | 0 |  |  |  | 40 | Sqm | 550.8475 | 22033.8983
49
50 | 50 | Wall mounted LED TV43 inchesFull HD | 3 | Nos | 139830.5085 | 165000 | 495000 | 3 | Nos | 165000 | 495000 | 0 | 0 |  |  | Nos | 139830.5085 | 0 |  |  |  | 3 | Nos | 139830.5085 | 419491.5254
50
51 | 51 | Ceiling/Wall mounted CCTV Room Camera | 3 | Nos | 10169.4915 | 12000 | 36000 | 3 | Nos | 12000 | 36000 | 0 | 0 |  |  | Nos | 10169.4915 | 0 |  |  |  | 3 | Nos | 10169.4915 | 30508.4746
51
52 | 52 | BED HEAD PANEL FOR TIR WITH DOUBLE OUTLETS AND ELECTRICAL OUTLETS | 3 | Nos | 41949.1525 | 49500 | 148500 | 3 | Nos | 49500 | 148500 | 0 | 0 |  |  | Nos | 41949.1525 | 0 |  |  |  | 3 | Nos | 41949.1525 | 125847.4576
52
53 | 5 | X-RAY VIEWERS FOR ALL ICUS AND PRE OPP AREAS AND DOCTORS ROOMS | 5 | Nos | 31779.661 | 37500 | 187500 | 5 | Nos | 37500 | 187500 | 0 | 0 |  |  | Nos | 31779.661 | 0 |  |  |  | 5 | Nos | 31779.661 | 158898.3051
53
54 | 54 | WRITING BOARDS FOR ICUS, PRE OPP | 5 | Nos | 15889.8305 | 18750 | 93750 | 5 | Nos | 18750 | 93750 | 0 | 0 |  |  | Nos | 15889.8305 | 0 |  |  |  | 5 | Nos | 15889.8305 | 79449.1525
54
55 | 55 | CCTV CEILING CAMERA | 10 | Nos | 8050.8475 | 9500 | 95000 | 10 | Nos | 9500 | 95000 | 0 | 0 |  |  | Nos | 8050.8475 | 0 |  |  |  | 10 | Nos | 8050.8475 | 80508.4746
55
56 | 56 | Supply and Fixing of 25mm dia Conduit Pipes surface on wall. | 10000 | Rmt | 93.2203 | 110 | 1100000 | 10000 | Rmt | 110 | 1100000 | 0 | 0 |  |  | Rmt | 93.2203 | 0 |  |  |  | 10000 | Rmt | 93.2203 | 932203.3898
56
57 | 57 | Supply and Fixing of 25mm dia Conduit Pipes Concealed on wall. | 4000 | Rmt | 97.4576 | 115 | 460000 | 4000 | Rmt | 115 | 460000 | 0 | 0 |  |  | Rmt | 97.4576 | 0 |  |  |  | 4000 | Rmt | 97.4576 | 389830.5085
57
58 | 58 | Wiring with run of 2 of 1.5 Sqmm Copper cable for points wiring. | 570 | Pts | 1292.3729 | 1525 | 869250 | 570 | Pts | 1525 | 869250 | 0 | 0 |  |  | Pts | 1292.3729 | 0 |  |  |  | 570 | Pts | 1292.3729 | 736652.5424
58
59 | 59 | Wiring with run of 2 of 1.5 Sqmm Copper cable for stairecase points wiring. | 10 | Pts | 932.2034 | 1100 | 11000 | 10 | Pts | 1100 | 11000 | 0 | 0 |  |  | Pts | 932.2034 | 0 |  |  |  | 10 | Pts | 932.2034 | 9322.0339
59
60 | 60 | Supply and fixing of 6A/10A ISI Mark 3/2 pin Modular socket Common switch board | 25 | Pts | 762.7119 | 900 | 22500 | 25 | Pts | 900 | 22500 | 0 | 0 |  |  | Pts | 762.7119 | 0 |  |  |  | 25 | Pts | 762.7119 | 19067.7966
60
61 | 61 | Wiring with 3 of 1.5 sq.mm with 6A switch and 6A, 3/2 pin socket Modular type with 6A switch control fixing on separate board. | 50 | Pts | 2372.8814 | 2800 | 140000 | 50 | Pts | 2800 | 140000 | 0 | 0 |  |  | Pts | 2372.8814 | 0 |  |  |  | 50 | Pts | 2372.8814 | 118644.0678
61
62 | 62 | Supply and fixing of 6A switchs - 2 Nos and 6A 3/2 pin socket - 3 Nos Modular type with cover plate | 200 | Pts | 1186.4407 | 1400 | 280000 | 200 | Pts | 1400 | 280000 | 0 | 0 |  |  | Pts | 1186.4407 | 0 |  |  |  | 200 | Pts | 1186.4407 | 237288.1356
62
63 | 63 | Supply & fixing of 16A/6A, 2 in one socket with 16A switch control modular type | 200 | Nos | 762.7119 | 900 | 180000 | 200 | Nos | 900 | 180000 | 0 | 0 |  |  | Nos | 762.7119 | 0 |  |  |  | 200 | Nos | 762.7119 | 152542.3729
63
64 | 64 | Supply & fixing of 32A, socket with switch control modular | 18 | Nos | 1355.9322 | 1600 | 28800 | 18 | Nos | 1600 | 28800 | 0 | 0 |  |  | Nos | 1355.9322 | 0 |  |  |  | 18 | Nos | 1355.9322 | 24406.7797
64
65 | 65 | Supply & fixing of 64A, socket with 64A switch control modular type | 4 | Nos | 15254.2373 | 18000 | 72000 | 4 | Nos | 18000 | 72000 | 0 | 0 |  |  | Nos | 15254.2373 | 0 |  |  |  | 4 | Nos | 15254.2373 | 61016.9492
65
66 | 66 | Supply and Run of 1 of 1.5 sq.mm (phase, neutral and earth) FRLSH / HFFR PVC insulated 1100V grade as per IS:694/1990, IS 17048 specifications for Copper cable. | 2000 | Rmt | 30.5085 | 36 | 72000 | 2000 | Rmt | 36 | 72000 | 0 | 0 |  |  | Rmt | 30.5085 | 0 |  |  |  | 2000 | Rmt | 30.5085 | 61016.9492
66
67 | 67 | Supply and Run of 3 of 1.5 sq.mm (phase, neutral and earth) FRLSH / HFFR PVC insulated 1100V grade as per IS:694/1990, IS 17048 specifications for Copper cable . | 2000 | Rmt | 84.7458 | 100 | 200000 | 2000 | Rmt | 100 | 200000 | 0 | 0 |  |  | Rmt | 84.7458 | 0 |  |  |  | 2000 | Rmt | 84.7458 | 169491.5254
67
68 | 68 | Supply and Run of 3 of 2.5 sq.mm (phase, neutral and earth) FRLSH / HFFR PVC insulated 1100V grade as per IS:694/1990, IS 17048 specifications for Copper cable. | 8000 | Rmt | 122.8814 | 145 | 1160000 | 8000 | Rmt | 145 | 1160000 | 0 | 0 |  |  | Rmt | 122.8814 | 0 |  |  |  | 8000 | Rmt | 122.8814 | 983050.8475
68
69 | 69 | Supply and Run of 3 runs of 4.0 sq mm (phase neutral and earth) FRLSH / HFFR PVC insulated 1100V grade as per IS:694/1990, IS 17048 specifications for Copper cable. | 5000 | Rmt | 194.9153 | 230 | 1150000 | 5000 | Rmt | 230 | 1150000 | 0 | 0 |  |  | Rmt | 194.9153 | 0 |  |  |  | 5000 | Rmt | 194.9153 | 974576.2712
69
70 | 70 | Supply and Run of 3 of 6.0 Sq.mm FRLSH / HFFR PVC insulated 1100V grade as per IS:694/1990, IS 17048 specifications for Copper cable. | 300 | Rmt | 275.4237 | 325 | 97500 | 300 | Rmt | 325 | 97500 | 0 | 0 |  |  | Rmt | 275.4237 | 0 |  |  |  | 300 | Rmt | 275.4237 | 82627.1186
70
71 | 71 | Supply and Run of 5 of 6.0 Sq.mm FRLSH / HFFR PVC insulated 1100V grade as per IS:694/1990, IS 17048 specifications for Copper cable. | 300 | Rmt | 461.8644 | 545 | 163500 | 300 | Rmt | 545 | 163500 | 0 | 0 |  |  | Rmt | 461.8644 | 0 |  |  |  | 300 | Rmt | 461.8644 | 138559.322
71
72 | 72 | Supply and Run of 5 of 10.0 Sq.mm FRLSH / HFFR PVC insulated 1100V grade as per IS:694/1990, IS 17048 specifications for Copper cable. | 500 | Rmt | 720.339 | 850 | 425000 | 500 | Rmt | 850 | 425000 | 0 | 0 |  |  | Rmt | 720.339 | 0 |  |  |  | 500 | Rmt | 720.339 | 360169.4915
72
73 | 73 | Supply and fixing of DP Metal Enclosure with IP 20 Protection DB Make with 1 No 20A, 10 KA DP MCB | 8 | Nos | 1525.4237 | 1800 | 14400 | 8 | Nos | 1800 | 14400 | 0 | 0 |  |  | Nos | 1525.4237 | 0 |  |  |  | 8 | Nos | 1525.4237 | 12203.3898
73
74 | 74 | Supply and fixing of 4 Way TPN DB Horizontal with IP 43 Protection as per IS:13032 (For Lighting DBs) | 10 | Nos | 11016.9492 | 13000 | 130000 | 10 | Nos | 13000 | 130000 | 0 | 0 |  |  | Nos | 11016.9492 | 0 |  |  |  | 10 | Nos | 11016.9492 | 110169.4915
74
75 | 75 | Supply and fixing of 4 Way TPN DB Horizontal with IP 43 Protection as per IS:13032 (For Power DB's) | 14 | Nos | 11016.9492 | 13000 | 182000 | 14 | Nos | 13000 | 182000 | 0 | 0 |  |  | Nos | 11016.9492 | 0 |  |  |  | 14 | Nos | 11016.9492 | 154237.2881
75
76 | 76 | Supply and fixing of 8 Way VTPN DB with IP 43 Protection as per IS:13032 | 5 | Nos | 42372.8814 | 50000 | 250000 | 5 | Nos | 50000 | 250000 | 0 | 0 |  |  | Nos | 42372.8814 | 0 |  |  |  | 5 | Nos | 42372.8814 | 211864.4068
76
77 | 77 | Supply and fixing of cable adopteres box with cover for DBs including, massanory work etc., complete., | 10 | Nos | 5084.7458 | 6000 | 60000 | 10 | Nos | 6000 | 60000 | 0 | 0 |  |  | Nos | 5084.7458 | 0 |  |  |  | 10 | Nos | 5084.7458 | 50847.4576
77
78 | 78 | Providing independent earthing for Important equipment with 40mm dia 'B' class 2.5m long G.I pipe (GI Earthing) | 18 | Nos | 19067.7966 | 22500 | 405000 | 18 | Nos | 22500 | 405000 | 0 | 0 |  |  | Nos | 19067.7966 | 0 |  |  |  | 18 | Nos | 19067.7966 | 343220.339
78
79 | 79 | Providing independent earthing by exacavating a pit to a depth of 2.25Mtr in all soils as per size specified in the data for Sophisticated Electronic equipment (Copper Earthing) | 18 | Nos | 45762.7119 | 54000 | 972000 | 18 | Nos | 54000 | 972000 | 0 | 0 |  |  | Nos | 45762.7119 | 0 |  |  |  | 18 | Nos | 45762.7119 | 823728.8136
79
80 | 80 | Providing independent earthing for Important equipment with 100mm dia Heavy gauge C.I Earthing | 6 | Nos | 21186.4407 | 25000 | 150000 | 6 | Nos | 25000 | 150000 | 0 | 0 |  |  | Nos | 21186.4407 | 0 |  |  |  | 6 | Nos | 21186.4407 | 127118.6441
80
81 | 81 | Supply and Run of 50mm x 6mm G.I Strip | 400 | Rmt | 381.3559 | 450 | 180000 | 400 | Rmt | 450 | 180000 | 0 | 0 |  |  | Rmt | 381.3559 | 0 |  |  |  | 400 | Rmt | 381.3559 | 152542.3729
81
82 | 82 | Supply and Run of 25mm x 3mm copper strip | 400 | Rmt | 254.2373 | 300 | 120000 | 400 | Rmt | 300 | 120000 | 0 | 0 |  |  | Rmt | 254.2373 | 0 |  |  |  | 400 | Rmt | 254.2373 | 101694.9153
82
83 | 83 | Supply, transportation and fixing of 22W +/ 10% , >/ 2300 lumens, 1200mm length LED light | 20 | Nos | 4067.7966 | 4800 | 96000 | 20 | Nos | 4800 | 96000 | 0 | 0 |  |  | Nos | 4067.7966 | 0 |  |  |  | 20 | Nos | 4067.7966 | 81355.9322
83
84 | 84 | Supply, transportation and fixing 32-36W (>=3600 Lumens), 2' x2' (600mm x 600mm) slim panel LED luminaire | 60 | Nos | 3389.8305 | 4000 | 240000 | 60 | Nos | 4000 | 240000 | 0 | 0 |  |  | Nos | 3389.8305 | 0 |  |  |  | 60 | Nos | 3389.8305 | 203389.8305
84
85 | 85 | Supply, transportation and fixing 12 W +/-10% (>= 1200 Lumens) Down lighter back lit LED Down Light Recessed / Surface | 215 | Nos | 1186.4407 | 1400 | 301000 | 215 | Nos | 1400 | 301000 | 0 | 0 |  |  | Nos | 1186.4407 | 0 |  |  |  | 215 | Nos | 1186.4407 | 255084.7458
85
86 | 86 | Supply, transportation and fixing 18 W +/-10% (>= 1800 Lumens) Down lighter back lit LED Down Light | 95 | Nos | 1525.4237 | 1800 | 171000 | 95 | Nos | 1800 | 171000 | 0 | 0 |  |  | Nos | 1525.4237 | 0 |  |  |  | 95 | Nos | 1525.4237 | 144915.2542
86
87 | 87 | Supply, transportation and fixing ISI mark batten holder / slanting holder | 8 | Nos | 135.5932 | 160 | 1280 | 8 | Nos | 160 | 1280 | 0 | 0 |  |  | Nos | 135.5932 | 0 |  |  |  | 8 | Nos | 135.5932 | 1084.7458
87
88 | 88 | Supply, Transportation of energy efficient fan, 1200 mm sweep, aluminium body, consuming 28 W, BEE 5 star rated, ceiling fan | 40 | Nos | 3135.5932 | 3700 | 148000 | 40 | Nos | 3700 | 148000 | 0 | 0 |  |  | Nos | 3135.5932 | 0 |  |  |  | 40 | Nos | 3135.5932 | 125423.7288
88
89 | 89 | Supply and fixing of Modular type Stepped electronic regulator. | 40 | Nos | 847.4576 | 1000 | 40000 | 40 | Nos | 1000 | 40000 | 0 | 0 |  |  | Nos | 847.4576 | 0 |  |  |  | 40 | Nos | 847.4576 | 33898.3051
89
90 | 90 | Labour charges for fixing of ceiling fan and regulator | 40 | Nos | 177.9661 | 210 | 8400 | 40 | Nos | 210 | 8400 | 0 | 0 |  |  | Nos | 177.9661 | 0 |  |  |  | 40 | Nos | 177.9661 | 7118.6441
90
91 | 91 | Supply and erecting 19/20mm steel tube down rod of one meter length | 40 | Nos | 508.4746 | 600 | 24000 | 40 | Nos | 600 | 24000 | 0 | 0 |  |  | Nos | 508.4746 | 0 |  |  |  | 40 | Nos | 508.4746 | 20338.9831
91
92 | 92 | Supply of 12" (300mm) Light duty exhaust fan | 5 | Nos | 2542.3729 | 3000 | 15000 | 5 | Nos | 3000 | 15000 | 0 | 0 |  |  | Nos | 2542.3729 | 0 |  |  |  | 5 | Nos | 2542.3729 | 12711.8644
92
93 | 93 | Supply,Transportation of 12" (300mm) ISI, 900 RPM Heavy duty exhaust fan | 10 | Nos | 4152.5424 | 4900 | 49000 | 10 | Nos | 4900 | 49000 | 0 | 0 |  |  | Nos | 4152.5424 | 0 |  |  |  | 10 | Nos | 4152.5424 | 41525.4237
93
94 | 94 | Labour charges for fixing the exhaust fan in wall with necessary connections | 15 | Nos | 762.7119 | 900 | 13500 | 15 | Nos | 900 | 13500 | 0 | 0 |  |  | Nos | 762.7119 | 0 |  |  |  | 15 | Nos | 762.7119 | 11440.678
94
95 | 95 | Supply and fixing of GI louver shutter including GI mesh | 15 | Nos | 2711.8644 | 3200 | 48000 | 15 | Nos | 3200 | 48000 | 0 | 0 |  |  | Nos | 2711.8644 | 0 |  |  |  | 15 | Nos | 2711.8644 | 40677.9661
95
96 | 96 | Main Power Panel with 1000A 4 Pole ACB as incomer - 1 No and out goings 800 A 4P MCCB - 1 No., 630 A 4P MCCB - 1 No., 400A 4P MCCB - 4 Nos & 250A 4P MCCB - 3 No's with required Digital Ammeter and Voltmer, LED Indicators | 1 | Nos | 1114406.7797 | 1315000 | 1315000 | 1 | Nos | 1315000 | 1315000 | 0 | 0 |  |  | Nos | 1114406.7797 | 0 |  |  |  | 1 | Nos | 1114406.7797 | 1114406.7797
96
97 | 97 | Floor Power Panel : Incomer: 630A 4 Pole MCCB,- 1 No Outgoings 250 A 4P MCCB - 4 No's 125 A 4P MCCB - 10 No's, 63 A 4P MCCB - 4 No's with required Digital Ammeter and Voltmer, LED Indicators | 1 | Nos | 741525.4237 | 875000 | 875000 | 1 | Nos | 875000 | 875000 | 0 | 0 |  |  | Nos | 741525.4237 | 0 |  |  |  | 1 | Nos | 741525.4237 | 741525.4237
97
98 | 98 | Electrical Lighting Panels : Incomer: 250 A 4 Pole MCCB - 1 No, Out Goings 125 A 4P MCCB - 4 No's 63 A 4P MCCB - 3 No's with required Digital Ammeter and Voltmer, LED Indicators | 2 | Nos | 313559.322 | 370000 | 740000 | 2 | Nos | 370000 | 740000 | 0 | 0 |  |  | Nos | 313559.322 | 0 |  |  |  | 2 | Nos | 313559.322 | 627118.6441
98
99 | 99 | 130KVAR Out Door Capacitor panel : Incomer: 250A FP MCCB - 1 No, 63A 10KA TP MCB - 9 Nos. 20 KVAR Capacitor Duty contactors - 5 Nos., 10 KVAR Capacitor Duty contactors - 2 Nos, .5 KVAR Capacitor Duty contactors - 2 Nos. 12 stage APFC Relay - 1 No | 1 | Nos | 381355.9322 | 450000 | 450000 | 1 | Nos | 450000 | 450000 | 0 | 0 |  |  | Nos | 381355.9322 | 0 |  |  |  | 1 | Nos | 381355.9322 | 381355.9322
99
100 | 100 | 630 KVA Transformer OLTC for transformers with RTCC: Supply, Transportation, Installation, Testing and Commissioning of 630 KVA TRANSFORMER with all test reports. The Transformer shall be designed and manufactured as per IS:1180 OLTC with level-II with initial filling of oil as per IS 335-1993. 1000 A LT Breaker Kiosk - 01 No.The basic details of the Transformer are as under. Makes: Kirloskar / PETE / Esennar / Voltamp / Crompton / ABB / Schneider. | 1 | Nos | 3389830.5085 | 4000000 | 4000000 | 0 | Nos | 4000000 | 0 | -1 | -4000000 | -4000000 |  | Nos | 3389830.5085 | 0 |  |  |  | 1 | Nos | 3389830.5085 | 3389830.5085
100
101 | 101 | Supply of 25 Sqmm 3.5 Core XLPE insulated UG Cable. | 200 | Rmt | 254.2373 | 300 | 60000 | 200 | Rmt | 300 | 60000 | 0 | 0 |  |  | Rmt | 254.2373 | 0 |  |  |  | 200 | Rmt | 254.2373 | 50847.4576
101
102 | 102 | Supply of 50 Sqmm 3.5 Core XLPE insulated UG Cable. | 200 | Rmt | 474.5763 | 560 | 112000 | 200 | Rmt | 560 | 112000 | 0 | 0 |  |  | Rmt | 474.5763 | 0 |  |  |  | 200 | Rmt | 474.5763 | 94915.2542
102
103 | 103 | Supply of 70 Sqmm 3.5 Core XLPE insulated UG Cable. | 75 | Rmt | 635.5932 | 750 | 56250 | 75 | Rmt | 750 | 56250 | 0 | 0 |  |  | Rmt | 635.5932 | 0 |  |  |  | 75 | Rmt | 635.5932 | 47669.4915
103
104 | 104 | Supply of 120 Sqmm 3.5 Core XLPE insulated UG Cable. | 50 | Rmt | 889.8305 | 1050 | 52500 | 50 | Rmt | 1050 | 52500 | 0 | 0 |  |  | Rmt | 889.8305 | 0 |  |  |  | 50 | Rmt | 889.8305 | 44491.5254
104
105 | 105 | Supply of 185 Sqmm 3.5 Core XLPE insulated UG Cable. | 50 | Rmt | 1271.1864 | 1500 | 75000 | 50 | Rmt | 1500 | 75000 | 0 | 0 |  |  | Rmt | 1271.1864 | 0 |  |  |  | 50 | Rmt | 1271.1864 | 63559.322
105
106 | 106 | Supply of 240 Sqmm 3.5 Core XLPE insulated UG Cable. | 100 | Rmt | 1610.1695 | 1900 | 190000 | 100 | Rmt | 1900 | 190000 | 0 | 0 |  |  | Rmt | 1610.1695 | 0 |  |  |  | 100 | Rmt | 1610.1695 | 161016.9492
106
107 | 107 | Supply of 300 Sqmm 3.5 Core XLPE insulated UG Cable. | 500 | Rmt | 2033.8983 | 2400 | 1200000 | 500 | Rmt | 2400 | 1200000 | 0 | 0 |  |  | Rmt | 2033.8983 | 0 |  |  |  | 500 | Rmt | 2033.8983 | 1016949.1525
107
108 | 108 | Termination of UG cables of 3.5 core 25 Sq.mm | 8 | Nos | 720.339 | 850 | 6800 | 8 | Nos | 850 | 6800 | 0 | 0 |  |  | Nos | 720.339 | 0 |  |  |  | 8 | Nos | 720.339 | 5762.7119
108
109 | 109 | Termination of UG cables of 3.5 core 50 Sq.mm | 8 | Nos | 1016.9492 | 1200 | 9600 | 8 | Nos | 1200 | 9600 | 0 | 0 |  |  | Nos | 1016.9492 | 0 |  |  |  | 8 | Nos | 1016.9492 | 8135.5932
109
110 | 110 | Termination of UG cables of 3.5 core 70 Sq.mm | 8 | Nos | 1271.1864 | 1500 | 12000 | 8 | Nos | 1500 | 12000 | 0 | 0 |  |  | Nos | 1271.1864 | 0 |  |  |  | 8 | Nos | 1271.1864 | 10169.4915
110
111 | 111 | Termination of UG cables of 3.5 core 120 Sq.mm | 4 | Nos | 1610.1695 | 1900 | 7600 | 4 | Nos | 1900 | 7600 | 0 | 0 |  |  | Nos | 1610.1695 | 0 |  |  |  | 4 | Nos | 1610.1695 | 6440.678
111
112 | 112 | Termination of UG cables of 3.5 core 185 Sq.mm | 4 | Nos | 2118.6441 | 2500 | 10000 | 4 | Nos | 2500 | 10000 | 0 | 0 |  |  | Nos | 2118.6441 | 0 |  |  |  | 4 | Nos | 2118.6441 | 8474.5763
112
113 | 113 | Termination of UG cables of 3.5 core 240 Sq.mm | 4 | Nos | 2966.1017 | 3500 | 14000 | 4 | Nos | 3500 | 14000 | 0 | 0 |  |  | Nos | 2966.1017 | 0 |  |  |  | 4 | Nos | 2966.1017 | 11864.4068
113
114 | 114 | Termination of UG cables of 3.5 core 300 Sq.mm | 12 | Nos | 3389.8305 | 4000 | 48000 | 12 | Nos | 4000 | 48000 | 0 | 0 |  |  | Nos | 3389.8305 | 0 |  |  |  | 12 | Nos | 3389.8305 | 40677.9661
114
115 | 115 | Earth work excavation of Trench laying of U.G cables up to 70 sqmm | 100 | Rmt | 932.2034 | 1100 | 110000 | 100 | Rmt | 1100 | 110000 | 0 | 0 |  |  | Rmt | 932.2034 | 0 |  |  |  | 100 | Rmt | 932.2034 | 93220.339
115
116 | 116 | Earth work excavation of Trench laying of U.G cables from 95 Sqmm | 100 | Rmt | 974.5763 | 1150 | 115000 | 100 | Rmt | 1150 | 115000 | 0 | 0 |  |  | Rmt | 974.5763 | 0 |  |  |  | 100 | Rmt | 974.5763 | 97457.6271
116
117 | 117 | Laying of PVC armoured under ground cable up to 95 Sqmm on wall | 200 | Rmt | 105.9322 | 125 | 25000 | 200 | Rmt | 125 | 25000 | 0 | 0 |  |  | Rmt | 105.9322 | 0 |  |  |  | 200 | Rmt | 105.9322 | 21186.4407
117
118 | 118 | Laying of PVC armoured under ground cable from 120 Sq.mm to 400 Sqmm saddles on wall | 700 | Rmt | 228.8136 | 270 | 189000 | 700 | Rmt | 270 | 189000 | 0 | 0 |  |  | Rmt | 228.8136 | 0 |  |  |  | 700 | Rmt | 228.8136 | 160169.4915
118
119 | 119 | Supply, Transportation and Installation of 150mm x 50mm x 2mm thick hot dip GI perforated cable tray | 200 | Rmt | 1097.4576 | 1295 | 259000 | 200 | Rmt | 1295 | 259000 | 0 | 0 |  |  | Rmt | 1097.4576 | 0 |  |  |  | 200 | Rmt | 1097.4576 | 219491.5254
119
120 | 120 | Supply, Transportation and Installation of 300mm x 50mm x 2mm thick thick hot dip GI perforated cable tray | 100 | Rmt | 3813.5593 | 4500 | 450000 | 100 | Rmt | 4500 | 450000 | 0 | 0 |  |  | Rmt | 3813.5593 | 0 |  |  |  | 100 | Rmt | 3813.5593 | 381355.9322
120
121 | 121 | Supply, Transportation and installation of 10KVA / 312V DC on line UPS system | 7 | Nos | 338983.0508 | 400000 | 2800000 | 13 | Nos | 400000 | 5200000 | 6 | 2400000 |  | 2 | Nos | 338983.0508 | 677966.1017 |  |  |  | 9 | Nos | 338983.0508 | 3050847.4576
121
122 | 122 | Supply and fixing of 12V, 150 AH MF battery | 182 | Nos | 21186.4407 | 25000 | 4550000 | 338 | Nos | 25000 | 8450000 | 156 | 3900000 |  | 52 | Nos | 21186.4407 | 1101694.9153 |  |  |  | 234 | Nos | 21186.4407 | 4957627.1186
122
123 | 123 | Supply and providing of UPS cum battery rack 20 batteries | 7 | Nos | 25423.7288 | 30000 | 210000 | 13 | Nos | 30000 | 390000 | 6 | 180000 |  | 2 | Nos | 25423.7288 | 50847.4576 |  |  |  | 9 | Nos | 25423.7288 | 228813.5593
123
124 | 124 | Supply, Transportation, Installation, Testing and commissioning of storage / Pressure type 5 Star rated water heater with ABS plastic body of 15 Ltrs | 7 | Nos | 13559.322 | 16000 | 112000 | 12 | Nos | 16000 | 192000 | 5 | 80000 |  |  | Nos | 13559.322 | 0 |  |  |  | 7 | Nos | 13559.322 | 94915.2542
124
125 | 125 | 26 persons ICU bed cum passenger lift (1768 Kgs) G+8 Floors, 9 stops,9 Openings (Cost Includes amount for Construction of Shaft / Cladding from Ground to 8th Floor) | 1 | Nos | 8894067.7966 | 10495000 | 10495000 | 1 | Nos | 10495000 | 10495000 | 0 | 0 |  |  | Nos | 8894067.7966 | 0 |  |  |  | 1 | Nos | 8894067.7966 | 8894067.7966
125
126 | 126 | 1.50 TR with , 18000 BTU/Hr High Wall mount Split Air Conditioners | 6 | Nos | 127118.6441 | 150000 | 900000 | 6 | Nos | 150000 | 900000 | 0 | 0 |  |  | Nos | 127118.6441 | 0 |  |  |  | 6 | Nos | 127118.6441 | 762711.8644
126
127 | 127 | 2.0 TR with , 24000 BTU/Hr High Wall mount Split Air Conditioners | 2 | Nos | 177966.1017 | 210000 | 420000 | 6 | Nos | 210000 | 1260000 | 4 | 840000 |  |  | Nos | 177966.1017 | 0 |  |  |  | 2 | Nos | 177966.1017 | 355932.2034
127
128 | 128 | Voltage stabilizer for 4 KVA maximum load | 6 | Nos | 5932.2034 | 7000 | 42000 | 6 | Nos | 7000 | 42000 | 0 | 0 |  |  | Nos | 5932.2034 | 0 |  |  |  | 6 | Nos | 5932.2034 | 35593.2203
128
129 | 129 | Voltage stabilizer for 5 KVA maximum load | 2 | Nos | 7203.3898 | 8500 | 17000 | 2 | Nos | 8500 | 17000 | 0 | 0 |  |  | Nos | 7203.3898 | 0 |  |  |  | 2 | Nos | 7203.3898 | 14406.7797
129
130 | 130 | Ductable Air Conditioners 11.0 TR with ISEER ≥ 4 | 1 | Nos | 1016949.1525 | 1200000 | 1200000 | 1 | Nos | 1200000 | 1200000 | 0 | 0 |  |  | Nos | 1016949.1525 | 0 |  |  |  | 1 | Nos | 1016949.1525 | 1016949.1525
130
131 | 131 | Ductable Air Conditioners 8.5 TR with ISEER ≥ 4 | 2 | Nos | 847457.6271 | 1000000 | 2000000 | 2 | Nos | 1000000 | 2000000 | 0 | 0 |  |  | Nos | 847457.6271 | 0 |  |  |  | 2 | Nos | 847457.6271 | 1694915.2542
131
132 | 132 | Ductable Air Conditioners 5.5 TR with ISEER ≥ 4 | 1 | Nos | 762711.8644 | 900000 | 900000 | 2 | Nos | 900000 | 1800000 | 1 | 900000 |  |  | Nos | 762711.8644 | 0 |  |  |  | 1 | Nos | 762711.8644 | 762711.8644
132
133 | 133 | Automatic Smoke Detection System | 1 | Job | 1207627.1186 | 1425000 | 1425000 | 1 | Job | 1425000 | 1425000 | 0 | 0 |  |  | Job | 1207627.1186 | 0 |  |  |  | 1 | Job | 1207627.1186 | 1207627.1186
133
134 | 134 | Automatic Fire Alarm System | 1 | Job | 1186440.678 | 1400000 | 1400000 | 1 | Job | 1400000 | 1400000 | 0 | 0 |  |  | Job | 1186440.678 | 0 |  |  |  | 1 | Job | 1186440.678 | 1186440.678
134
135 | 135 | Supply & Fixing of 4.5Kg, CO2 Type Fire Extinguisher. | 6 | Nos | 22881.3559 | 27000 | 162000 | 6 | Nos | 27000 | 162000 | 0 | 0 |  |  | Nos | 22881.3559 | 0 |  |  |  | 6 | Nos | 22881.3559 | 137288.1356
135
136 | 136 | Supply and fixing of ABC stored pressure squeeze grip type fire extinguishers, 9 kg capacity. | 6 | Nos | 13559.322 | 16000 | 96000 | 6 | Nos | 16000 | 96000 | 0 | 0 |  |  | Nos | 13559.322 | 0 |  |  |  | 6 | Nos | 13559.322 | 81355.9322
136
137 | 137 | Supply and fixing of ABC Powder MAP 4 Kg Fire extinguisher | 10 | Nos | 9322.0339 | 11000 | 110000 | 10 | Nos | 11000 | 110000 | 0 | 0 |  |  | Nos | 9322.0339 | 0 |  |  |  | 10 | Nos | 9322.0339 | 93220.339
137
138 | 138 | Supply and fixing of 2 Kg Fire extinguisher Clean Agent | 10 | Nos | 19067.7966 | 22500 | 225000 | 10 | Nos | 22500 | 225000 | 0 | 0 |  |  | Nos | 19067.7966 | 0 |  |  |  | 10 | Nos | 19067.7966 | 190677.9661
138
139 | 139 | Supply and fixing of Escape signage boards in Rigid Photo luminescent based glow | 150 | Nos | 1694.9153 | 2000 | 300000 | 150 | Nos | 2000 | 300000 | 0 | 0 |  |  | Nos | 1694.9153 | 0 |  |  |  | 150 | Nos | 1694.9153 | 254237.2881
139
140 | 140 | Supply & Fixing of Powder Coated Fire Rated doors. | 6 | Sqm | 24576.2712 | 29000 | 174000 | 6 | Sqm | 29000 | 174000 | 0 | 0 |  |  | Sqm | 24576.2712 | 0 |  |  |  | 6 | Sqm | 24576.2712 | 147457.6271
140
141 | 141 | Telephone & EPABX System | 1 | Job | 847457.6271 | 1000000 | 1000000 | 1 | Job | 1000000 | 1000000 | 0 | 0 |  |  | Job | 847457.6271 | 0 |  |  |  | 1 | Job | 847457.6271 | 847457.6271
141
142 | 142 | Local Area Network (LAN) System | 1 | Job | 1059322.0339 | 1250000 | 1250000 | 1 | Job | 1250000 | 1250000 | 0 | 0 |  |  | Job | 1059322.0339 | 0 |  |  |  | 1 | Job | 1059322.0339 | 1059322.0339
142
143 | 143 | Biometric Access Control System | 2 | Nos | 254237.2881 | 300000 | 600000 | 2 | Nos | 300000 | 600000 | 0 | 0 |  |  | Nos | 254237.2881 | 0 |  |  |  | 2 | Nos | 254237.2881 | 508474.5763
143
144 | 144 | Dismantling, clearing away and carefully stacking useful materials for re-use and disposal of unserviceable materials with 100m lead as directed by Engineer-in-Charge duly taking actual premeasurements before dismantling including all charges complete (Reinforced cement concrete) | 10 | Cum | 4576.2712 | 5400 | 54000 | 5.95 | Cum | 5400 | 32130 | -4.05 |  | -21870 |  | Cum | 4576.2712 | 0 |  |  |  | 10 | Cum | 4576.2712 | 45762.7119
144
145 | 145 | Dismantling, clearing away and carefully stacking useful materials for re-use and disposal of unserviceable materials with 100m lead as directed by Engineer-in-Charge duly taking actual premeasurements before dismantling including all charges complete (Unreinforced cement concrete) | 1.5 | Cum | 3813.5593 | 4500 | 6750 | 49.43 | Cum | 4500 | 222435 | 47.93 | 215685 |  |  | Cum | 3813.5593 | 0 |  |  |  | 1.5 | Cum | 3813.5593 | 5720.339
145
146 | 146 | Dismantling, clearing away and carefully stacking useful materials for re-use and disposal of unserviceable materials with 100m lead as directed by Engineer-in-Charge duly taking actual premeasurements before dismantling including all charges complete (Brick Masonary) | 118 | Cum | 762.7119 | 900 | 106200 | 137.4 | Cum | 900 | 123660 | 19.4 | 17460 |  |  | Cum | 762.7119 | 0 |  |  |  | 118 | Cum | 762.7119 | 90000
146
147 | 147 | Dismantling, clearing away and carefully stacking useful materials for re-use and disposal of unserviceable materials with 100m lead as directed by Engineer-in-Charge duly taking actual premeasurements before dismantling including all charges complete (Kadapa slabs or shahabad stone slabs on sand bed) | 25 | Sqm | 533.8983 | 630 | 15750 | 268.82 | Sqm | 630 | 169356.6 | 243.82 | 153606.6 |  |  | Sqm | 533.8983 | 0 |  |  |  | 25 | Sqm | 533.8983 | 13347.4576
147
148 | 148 | Dismantling doors, windows and clear storey windows, Ventilators etc., (wood or steel) shutters including Chowkhats, architraves,hold fasts and other attachments etc., and stacking them within 100m lead including charge etc., complete for finished item of work. (Not exceeding 3 sqm in area) | 57 | Nos | 1525.4237 | 1800 | 102600 | 203 | Nos | 1800 | 365400 | 146 | 262800 |  |  | Nos | 1525.4237 | 0 |  |  |  | 57 | Nos | 1525.4237 | 86949.1525
148
149 | 149 | Conveyance of un-useful excavated earth to a distance of 16 KM for disposal including hire charges of T and P, labour charges etc., complete for finished item of work. | 250 | Cum | 762.7119 | 900 | 225000 | 461.6 | Cum | 900 | 415440 | 211.6 | 190440 |  |  | Cum | 762.7119 | 0 |  |  |  | 250 | Cum | 762.7119 | 190677.9661
149
150 | 150 | RCC M 25 grade design mix (For lintels) | 3 | Cum | 16016.9492 | 18900 | 56700 | 2.092 | Cum | 18900 | 39538.8 | -0.908 | -17161.2 | -17161.2 |  | Cum | 16016.9492 | 0 |  |  |  | 3 | Cum | 16016.9492 | 48050.8475
150
151 | 151 | RCC M 20 grade design mix (50mm thick platforms) | 12 | Sqm | 991.5254 | 1170 | 14040 | 0 | Sqm | 1170 | 0 | -12 | -14040 | -14040 |  | Sqm | 991.5254 | 0 |  |  |  | 12 | Sqm | 991.5254 | 11898.3051
151
152 | 152 | RCC M 20 grade design mix (25 mm thick Shelves) | 12 | Sqm | 762.7119 | 900 | 10800 | 0 | Sqm | 900 | 0 | -12 | -10800 | -10800 |  | Sqm | 762.7119 | 0 |  |  |  | 12 | Sqm | 762.7119 | 9152.5424
152
153 | 153 | Brick Masonry work in CM (1:6) prop in superstructure | 3 | Cum | 12966.1017 | 15300 | 45900 | 78.23 | Cum | 15300 | 1196919 | 75.23 | 1151019 |  |  | Cum | 12966.1017 | 0 |  |  |  | 3 | Cum | 12966.1017 | 38898.3051
153
154 | 154 | Reinforced Masonry for partition walls (100 mm thick) in CM (1:4) | 500 | Sqm | 2288.1356 | 2700 | 1350000 | 348.01 | Sqm | 2700 | 939627 | -151.99 | -410373 | -410373 |  | Sqm | 2288.1356 | 0 |  |  |  | 500 | Sqm | 2288.1356 | 1144067.7966
154
155 | 155 | PCC (1:3:6) nominal mix using 20mm size graded m/c (For bed blocks and hold fasts) | 1.5 | Cum | 7627.1186 | 9000 | 13500 | 28.01 | Cum | 9000 | 252090 | 26.51 | 238590 |  |  | Cum | 7627.1186 | 0 |  |  |  | 1.5 | Cum | 7627.1186 | 11440.678
155
156 | 156 | Filling with light weight concrete in Cement Concrete (1:5:10) proportion using brick jelly for low roofs | 23 | Cum | 6101.6949 | 7200 | 165600 | 16.062 | Cum | 7200 | 115646.4 | -6.938 | -49953.6 | -49953.6 |  | Cum | 6101.6949 | 0 |  |  |  | 23 | Cum | 6101.6949 | 140338.9831
156
157 | 157 | Thermo Mechanically Treated (Fe -500/500D/550D) for RCC works | 1.25 | MT | 106779.661 | 126000 | 157500 | 0.521 | MT | 126000 | 65646 | -0.729 | -91854 | -91854 |  | MT | 106779.661 | 0 |  |  |  | 1.25 | MT | 106779.661 | 133474.5763
157
158 | 158 | Plastering 12mm thick in two coats with base coat of 8mm thick in CM (1:6) and top coat of 4mm thick in CM (1:4). for Internal walls. | 1600 | Sqm | 1037.2881 | 1224 | 1958400 | 1696.98 | Sqm | 1224 | 2077103.52 | 96.98 | 118703.52 |  |  | Sqm | 1037.2881 | 0 |  |  |  | 1600 | Sqm | 1037.2881 | 1659661.0169
158
159 | 159 | Impervious coat to exposed RCC roof slab surfaces (APSS No. 901 and 903) For Toilets | 77.78 | Sqm | 305.0847 | 360 | 28000.8 | 41 | Sqm | 360 | 14760 | -36.78 | -13240.8 | -13240.8 |  | Sqm | 305.0847 | 0 |  |  |  | 77.78 | Sqm | 305.0847 | 23729.4915
159
160 | 160 | Providing and applying Wall putty of White Cement or Polymer or Cement based of average 1 to 2 mm thickness over plastered surface to prepare the surface even and smooth after thoroughly brushing the surface to remove all dirt and remains of loose powdered materials, applying emery paper, Sand the surface, clean & wipe off loose dust, applying knifing paste filler by putty knife / muslin pad, air dry for 2 - 3 | 4447 | Sqm | 228.8136 | 270 | 1200690 | 1475.27 | Sqm | 270 | 398322.9 | -2971.73 | -802367.1 | -802367.1 |  | Sqm | 228.8136 | 0 |  |  |  | 4447 | Sqm | 228.8136 | 1017533.8983
160
161 | 161 | Flooring with non-skid full body ceramic floor tiles | 85 | Sqm | 1449.1525 | 1710 | 145350 | 91.23 | Sqm | 1710 | 156003.3 | 6.23 | 10653.3 |  |  | Sqm | 1449.1525 | 0 |  |  |  | 85 | Sqm | 1449.1525 | 123177.9661
161
162 | 162 | Dadooing to walls with glazed full body Porcelain wall tiles | 225 | Sqm | 1220.339 | 1440 | 324000 | 372.9 | Sqm | 1440 | 536976 | 147.9 | 212976 |  |  | Sqm | 1220.339 | 0 |  |  |  | 225 | Sqm | 1220.339 | 274576.2712
162
163 | 163 | Dadooing to walls with glazed full body Ceramic tiles | 350 | Sqm | 1220.339 | 1440 | 504000 | 437.572 | Sqm | 1440 | 630103.68 | 87.572 | 126103.68 |  |  | Sqm | 1220.339 | 0 |  |  |  | 350 | Sqm | 1220.339 | 427118.6441
163
164 | 164 | Painting one coat water based cement primer of interior grade I and two coats of acrylic emulsion paint for ceiling and Walls | 4447 | Sqm | 305.0847 | 360 | 1600920 | 2923.629 | Sqm | 360 | 1052506.44 | -1523.371 | -548413.56 | -548413.56 |  | Sqm | 305.0847 | 0 |  |  |  | 4447 | Sqm | 305.0847 | 1356711.8644
164
165 | 165 | Painting to new wood work | 313 | Sqm | 305.0847 | 360 | 112680 | 0 | Sqm | 360 | 0 | -313 | -112680 | -112680 |  | Sqm | 305.0847 | 0 |  |  |  | 313 | Sqm | 305.0847 | 95491.5254
165
166 | 166 | Painting to new iron work | 88 | Sqm | 228.8136 | 270 | 23760 | 93.181 | Sqm | 270 | 25158.87 | 5.181 | 1398.87 |  |  | Sqm | 228.8136 | 0 |  |  |  | 88 | Sqm | 228.8136 | 20135.5932
166
167 | 167 | Two shutter cupboards | 100 | Sqm | 7627.1186 | 9000 | 900000 | 0 | Sqm | 9000 | 0 | -100 | -900000 | -900000 |  | Sqm | 7627.1186 | 0 |  |  |  | 100 | Sqm | 7627.1186 | 762711.8644
167
168 | 168 | UPVC Fixed Louvered Ventilator | 7 | Sqm | 10169.4915 | 12000 | 84000 | 13.56 | Sqm | 12000 | 162720 | 6.56 | 78720 |  |  | Sqm | 10169.4915 | 0 |  |  |  | 7 | Sqm | 10169.4915 | 71186.4407
168
169 | 169 | UPVC 3 track Sliding Windows | 15 | Sqm | 7627.1186 | 9000 | 135000 | 36.044 | Sqm | 9000 | 324396 | 21.044 | 189396 |  |  | Sqm | 7627.1186 | 0 |  |  |  | 15 | Sqm | 7627.1186 | 114406.7797
169
170 | 170 | MS Grills to Windows | 150 | Sqm | 1525.4237 | 1800 | 270000 | 69.02 | Sqm | 1800 | 124236 | -80.98 | -145764 | -145764 |  | Sqm | 1525.4237 | 0 |  |  |  | 150 | Sqm | 1525.4237 | 228813.5593
170
171 | 171 | Flooring with 16 to 18 mm thick high polished granite stone slabs black colour for platforms (S.S.701 and special) | 50 | Sqm | 5338.9831 | 6300 | 315000 | 88.92 | Sqm | 6300 | 560196 | 38.92 | 245196 |  |  | Sqm | 5338.9831 | 0 |  |  |  | 50 | Sqm | 5338.9831 | 266949.1525
171
172 | 172 | Doors as per approved drawings with medium teak wood frame (1500mm x 2600mm) | 50 | Sqm | 5338.9831 | 6300 | 315000 | 0 | Sqm | 6300 | 0 | -50 | -315000 | -315000 |  | Sqm | 5338.9831 | 0 |  |  |  | 50 | Sqm | 5338.9831 | 266949.1525
172
173 | 173 | Doors as per approved drawings with medium teak wood frame (1000mm x 2100mm) | 45 | Sqm | 6271.1864 | 7400 | 333000 | 0 | Sqm | 7400 | 0 | -45 | -333000 | -333000 |  | Sqm | 6271.1864 | 0 |  |  |  | 45 | Sqm | 6271.1864 | 282203.3898
173
174 | 174 | Doors Shutters WPC(800mm x 2100mm) | 40 | Sqm | 4576.2712 | 5400 | 216000 | 42.607 | Sqm | 5400 | 230077.8 | 2.607 | 14077.8 |  |  | Sqm | 4576.2712 | 0 |  |  |  | 40 | Sqm | 4576.2712 | 183050.8475
174
175 | 175 | Scientific Doors with metal door frames and door shutters made of galvanize steel | 45 | Sqm | 15254.2373 | 18000 | 810000 | 93.7 | Sqm | 18000 | 1686600 | 48.7 | 876600 |  |  | Sqm | 15254.2373 | 0 |  |  |  | 45 | Sqm | 15254.2373 | 686440.678
175
176 | 176 | False ceiling as per Technical specification | 1400 | Sqm | 1525.4237 | 1800 | 2520000 | 1042.452 | Sqm | 1800 | 1876413.6 | -357.548 | -643586.4 | -643586.4 |  | Sqm | 1525.4237 | 0 |  |  |  | 1400 | Sqm | 1525.4237 | 2135593.2203
176
177 | 177 | Vinyl flooring | 500 | Sqm | 2542.3729 | 3000 | 1500000 | 672.5 | Sqm | 3000 | 2017500 | 172.5 | 517500 |  |  | Sqm | 2542.3729 | 0 |  |  |  | 500 | Sqm | 2542.3729 | 1271186.4407
177
178 | 178 | Impervious coat to exposed RCC roof slab surfacesof 20mm thick (APSS No. 901 and 903) | 350 | Sqm | 1067.7966 | 1260 | 441000 | 0 | Sqm | 1260 | 0 | -350 | -441000 | -441000 |  | Sqm | 1067.7966 | 0 |  |  |  | 350 | Sqm | 1067.7966 | 373728.8136
178
179 | 179 | Fixed Glass Window – 1200 x 1200 | 53.55 | Sqm | 4576.2712 | 5400 | 289170 | 57.254 | Sqm | 5400 | 309171.6 | 3.704 | 20001.6 |  |  | Sqm | 4576.2712 | 0 |  |  |  | 53.55 | Sqm | 4576.2712 | 245059.322
179
180 | 180 | Grouting the holes with neat cement slurry of 20mm dia with all required accessories of all materials etc., including cost & Conveyance of all labour Charges etc., complete finished item of work (*As per SSR2021-22 of S.NO:-8) | 500 | Nos | 152.5424 | 180 | 90000 | 0 | Nos | 180 | 0 | -500 | -90000 | -90000 |  | Nos | 152.5424 | 0 |  |  |  | 500 | Nos | 152.5424 | 76271.1864
180
181 | 181 | Pressure grouting the drilled holes with neat cement slurry or with approved grout admixture using pump - excluding cost of drilling holes after fixing nozzles as technical specification approved by the department etc., including cost & Conveyance of all labour charges etc., complete finished item of work | 500 | Nos | 533.8983 | 630 | 315000 | 1049 | Nos | 630 | 660870 | 549 | 345870 |  |  | Nos | 533.8983 | 0 |  |  |  | 500 | Nos | 533.8983 | 266949.1525
181
182 | 182 | Supply and fabricating,erecting and fixing inposition trusses of approved design with structural steel other than MS. | 6500 | Kgs | 152.5424 | 180 | 1170000 | 6500 | Kgs | 180 | 1170000 | 0 | 0 |  |  | Kgs | 152.5424 | 0 |  |  |  | 6500 | Kgs | 152.5424 | 991525.4237
182
183 | 183 | Supply and fixing of pre painted Galvalume Trapezoidal Profile Roofing with 0.50mm Thickness. | 65 | Sqm | 915.2542 | 1080 | 70200 | 65 | Sqm | 1080 | 70200 | 0 | 0 |  |  | Sqm | 915.2542 | 0 |  |  |  | 65 | Sqm | 915.2542 | 59491.5254
183
184 | 184 | 4" (101.6mm) multi floor trap with jali - UPVC/SWR | 25 | Nos | 228.8136 | 270 | 6750 | 24 | Nos | 270 | 6480 | -1 | -270 | -270 |  | Nos | 228.8136 | 0 |  |  |  | 25 | Nos | 228.8136 | 5720.339
184
185 | 185 | 580mm x 440mm long Orissa pan white glazed Water Closet | 4 | Nos | 4576.2712 | 5400 | 21600 | 4 | Nos | 5400 | 21600 | 0 | 0 |  |  | Nos | 4576.2712 | 0 |  |  |  | 4 | Nos | 4576.2712 | 18305.0847
185
186 | 186 | European Water Closet of 1st quality | 9 | Nos | 5338.9831 | 6300 | 56700 | 9 | Nos | 6300 | 56700 | 0 | 0 |  |  | Nos | 5338.9831 | 0 |  |  |  | 9 | Nos | 5338.9831 | 48050.8475
186
187 | 187 | Indian make Flat Back Wash Hand Basin 1st quality | 16 | Nos | 3050.8475 | 3600 | 57600 | 16 | Nos | 3600 | 57600 | 0 | 0 |  |  | Nos | 3050.8475 | 0 |  |  |  | 16 | Nos | 3050.8475 | 48813.5593
187
188 | 188 | CP finish brass soap dish | 21 | Nos | 932.2034 | 1100 | 23100 | 22 | Nos | 1100 | 24200 | 1 | 1100 |  |  | Nos | 932.2034 | 0 |  |  |  | 21 | Nos | 932.2034 | 19576.2712
188
189 | 189 | TV shape mirror with plastic frame of size 609.6mm x 457.2mm | 25 | Nos | 533.8983 | 630 | 15750 | 16 | Nos | 630 | 10080 | -9 | -5670 | -5670 |  | Nos | 533.8983 | 0 |  |  |  | 25 | Nos | 533.8983 | 13347.4576
189
190 | 190 | 25.4mm dia , 609.6mm long aluminium anodized towel rods | 36 | Nos | 457.6271 | 540 | 19440 | 23 | Nos | 540 | 12420 | -13 | -7020 | -7020 |  | Nos | 457.6271 | 0 |  |  |  | 36 | Nos | 457.6271 | 16474.5763
190
191 | 191 | 15 mm brass body CP finish bib tap of not less than 300 grams weight | 25 | Nos | 457.6271 | 540 | 13500 | 15 | Nos | 540 | 8100 | -10 | -5400 | -5400 |  | Nos | 457.6271 | 0 |  |  |  | 25 | Nos | 457.6271 | 11440.678
191
192 | 192 | Self Closing Tap - Push Type | 25 | Nos | 610.1695 | 720 | 18000 | 16 | Nos | 720 | 11520 | -9 | -6480 | -6480 |  | Nos | 610.1695 | 0 |  |  |  | 25 | Nos | 610.1695 | 15254.2373
192
193 | 193 | Chromium plated finish brass body quarter turn Bibcock cum Health Faucet | 12 | Nos | 3050.8475 | 3600 | 43200 | 9 | Nos | 3600 | 32400 | -3 | -10800 | -10800 |  | Nos | 3050.8475 | 0 |  |  |  | 12 | Nos | 3050.8475 | 36610.1695
193
194 | 194 | Ashirvad/ Ajay/ Astral Flowguard or equivalent CPVC Pipes and Fittings - 15.90mm OD pipe | 55 | Rmt | 228.8136 | 270 | 14850 | 55 | Rmt | 270 | 14850 | 0 | 0 |  |  | Rmt | 228.8136 | 0 |  |  |  | 55 | Rmt | 228.8136 | 12584.7458
194
195 | 195 | Ashirvad/Ajay/Astral Flowguard or equivalent CPVC Pipes and Fittings - 22.20mm OD pipe | 115 | Rmt | 305.0847 | 360 | 41400 | 115 | Rmt | 360 | 41400 | 0 | 0 |  |  | Rmt | 305.0847 | 0 |  |  |  | 115 | Rmt | 305.0847 | 35084.7458
195
196 | 196 | Ashirvad/ Ajay/ Astral Flowguard or equivalent CPVC Pipes and Fittings -28.60mm OD pipe | 143 | Rmt | 381.3559 | 450 | 64350 | 143 | Rmt | 450 | 64350 | 0 | 0 |  |  | Rmt | 381.3559 | 0 |  |  |  | 143 | Rmt | 381.3559 | 54533.8983
196
197 | 197 | Bronze Gate/ Globe valve - 25mm Nominal bore | 15 | Nos | 1220.339 | 1440 | 21600 | 15 | Nos | 1440 | 21600 | 0 | 0 |  |  | Nos | 1220.339 | 0 |  |  |  | 15 | Nos | 1220.339 | 18305.0847
197
198 | 198 | SWR PVC pipes (Prince/ Sudhakar/ Kisan/ Supreme or any ISI brand) 4 Kg/Sq.cm. - 75mmdia | 145 | Rmt | 381.3559 | 450 | 65250 | 145 | Rmt | 450 | 65250 | 0 | 0 |  |  | Rmt | 381.3559 | 0 |  |  |  | 145 | Rmt | 381.3559 | 55296.6102
198
199 | 199 | SWR PVC pipes (Prince/ Sudhakar/ Kisan/ Supreme or any ISI brand) 4 Kg/Sq.cm. -110mmdia | 145 | Rmt | 457.6271 | 540 | 78300 | 145 | Rmt | 540 | 78300 | 0 | 0 |  |  | Rmt | 457.6271 | 0 |  |  |  | 145 | Rmt | 457.6271 | 66355.9322
199
200 | 200 | Supplying and fixing15 mm nominal size 152.0 mm CP finish iron body shower rose 1st quality including cost and conveyance of all materials, labour charges , overheads & contractors profit for finished item of work in all floors. | 5 | Nos | 533.8983 | 630 | 3150 | 7 | Nos | 630 | 4410 | 2 | 1260 |  |  | Nos | 533.8983 | 0 |  |  |  | 5 | Nos | 533.8983 | 2669.4915
200
201 | 201 | Supply and Fixing of white glazed flat back bowl urinals | 4 | Nos | 2288.1356 | 2700 | 10800 | 4 | Nos | 2700 | 10800 | 0 | 0 |  |  | Nos | 2288.1356 | 0 |  |  |  | 4 | Nos | 2288.1356 | 9152.5424
201
202 | 202 | Supply and fixing of 16mm to 20 mm thick ploished marbles slab partitions of size 4'0"*2'0" | 10 | Nos | 3050.8475 | 3600 | 36000 | 0 | Nos | 3600 | 0 | -10 | -36000 | -36000 |  | Nos | 3050.8475 | 0 |  |  |  | 10 | Nos | 3050.8475 | 30508.4746
202
203 | 203 | 28 mm dia. and 0.90 mm thick Copper Pipe Lines for Main lines | 700 | Rmt | 1483.0508 | 1750 | 1225000 | 832 | Rmt | 1750 | 1456000 | 132 | 231000 |  |  | Rmt | 1483.0508 | 0 |  |  |  | 700 | Rmt | 1483.0508 | 1038135.5932
203
204 | 204 | 42 mm dia. and 1.20 mm thick Copper Pipe Lines for Main lines | 200 | Rmt | 1906.7797 | 2250 | 450000 | 226 | Rmt | 2250 | 508500 | 26 | 58500 |  |  | Rmt | 1906.7797 | 0 |  |  |  | 200 | Rmt | 1906.7797 | 381355.9322
204
205 | 205 | 54 mm dia. and 1.20 mm thick Copper Pipe Lines for Main lines | 550 | Rmt | 2500 | 2950 | 1622500 | 550 | Rmt | 2950 | 1622500 | 0 | 0 |  |  | Rmt | 2500 | 0 |  |  |  | 550 | Rmt | 2500 | 1375000
205
206 | 206 | 12 mm dia. and 0.70 mm thick Copper Pipe Lines for distribution lines | 320 | Rmt | 550.8475 | 650 | 208000 | 591 | Rmt | 650 | 384150 | 271 | 176150 |  |  | Rmt | 550.8475 | 0 |  |  |  | 320 | Rmt | 550.8475 | 176271.1864
206
207 | 207 | 15 mm dia. and 0.90 mm thick Copper Pipe Lines for distribution lines | 525 | Rmt | 805.0847 | 950 | 498750 | 838 | Rmt | 950 | 796100 | 313 | 297350 |  |  | Rmt | 805.0847 | 0 |  |  |  | 525 | Rmt | 805.0847 | 422669.4915
207
208 | 208 | 22 mm dia. and 0.90 mm thick Copper Pipe Lines for distribution lines | 530 | Rmt | 1228.8136 | 1450 | 768500 | 636 | Rmt | 1450 | 922200 | 106 | 153700 |  |  | Rmt | 1228.8136 | 0 |  |  |  | 530 | Rmt | 1228.8136 | 651271.1864
208
209 | 209 | 15 mm (1/2") Isolation Valves | 40 | Nos | 1271.1864 | 1500 | 60000 | 35 | Nos | 1500 | 52500 | -5 | -7500 | -7500 |  | Nos | 1271.1864 | 0 |  |  |  | 40 | Nos | 1271.1864 | 50847.4576
209
210 | 210 | 22 mm (3/4") Isolation Valves | 15 | Nos | 2118.6441 | 2500 | 37500 | 13 | Nos | 2500 | 32500 | -2 | -5000 | -5000 |  | Nos | 2118.6441 | 0 |  |  |  | 15 | Nos | 2118.6441 | 31779.661
210
211 | 211 | 28 mm Isolation Valves | 3 | Nos | 2966.1017 | 3500 | 10500 | 9 | Nos | 3500 | 31500 | 6 | 21000 |  | 2 | Nos | 2966.1017 | 5932.2034 |  |  |  | 5 | Nos | 2966.1017 | 14830.5085
211
212 | 212 | 42 mm Isolation Valves | 2 | Nos | 3813.5593 | 4500 | 9000 | 4 | Nos | 4500 | 18000 | 2 | 9000 |  | 3 | Nos | 3813.5593 | 11440.678 |  |  |  | 5 | Nos | 3813.5593 | 19067.7966
212
213 | 213 | 54 mm Isolation Valves | 2 | Nos | 4661.0169 | 5500 | 11000 | 6 | Nos | 5500 | 33000 | 4 | 22000 |  | 1 | Nos | 4661.0169 | 4661.0169 |  |  |  | 3 | Nos | 4661.0169 | 13983.0508
213
214 | 214 | Gas Outlet Points with probes for Oxygen with S Brackets | 189 | Nos | 2415.2542 | 2850 | 538650 | 231 | Nos | 2850 | 658350 | 42 | 119700 |  |  | Nos | 2415.2542 | 0 |  |  |  | 189 | Nos | 2415.2542 | 456483.0508
214
215 | 215 | 2 Gas Digital Area Alarm Panels | 2 | Nos | 21186.4407 | 25000 | 50000 | 0 | Nos | 25000 | 0 | -2 | -50000 | -50000 |  | Nos | 21186.4407 | 0 |  |  |  | 2 | Nos | 21186.4407 | 42372.8814
215
216 | 216 | 3 Gas Digital Area Alarm Panels | 4 | Nos | 25423.7288 | 30000 | 120000 | 5 | Nos | 30000 | 150000 | 1 | 30000 |  |  | Nos | 25423.7288 | 0 |  |  |  | 4 | Nos | 25423.7288 | 101694.9153
216
217 | 217 | 5 Gas Digital Area Alarm Panels | 5 | Nos | 33898.3051 | 40000 | 200000 | 0 | Nos | 40000 | 0 | -5 | -200000 | -200000 | 1 | Nos | 33898.3051 | 33898.3051 |  |  |  | 6 | Nos | 33898.3051 | 203389.8305
217
218 | 218 | Master Digital Alarm Panels | 1 | Nos | 42372.8814 | 50000 | 50000 | 1 | Nos | 50000 | 50000 | 0 | 0 |  |  | Nos | 42372.8814 | 0 |  |  |  | 1 | Nos | 42372.8814 | 42372.8814
218
219 | 219 | BPC Flow meter with Humidifier bottle and L adapter | 27 | Nos | 1906.7797 | 2250 | 60750 | 43 | Nos | 2250 | 96750 | 16 | 36000 |  |  | Nos | 1906.7797 | 0 |  |  |  | 27 | Nos | 1906.7797 | 51483.0508
219
220 | 220 | L Type Adapter for Oxygen Flow meters | 27 | Nos | 1059.322 | 1250 | 33750 | 27 | Nos | 1250 | 33750 | 0 | 0 |  |  | Nos | 1059.322 | 0 |  |  |  | 27 | Nos | 1059.322 | 28601.6949
220
221 | 221 | Kit for conversion of Oxygen | 27 | Nos | 1398.3051 | 1650 | 44550 | 18 | Nos | 1650 | 29700 | -9 | -14850 | -14850 |  | Nos | 1398.3051 | 0 |  |  |  | 27 | Nos | 1398.3051 | 37754.2373
221
222 | 222 | Suction Jars of 600 ml capacity | 27 | Nos | 2923.7288 | 3450 | 93150 | 37 | Nos | 3450 | 127650 | 10 | 34500 |  |  | Nos | 2923.7288 | 0 |  |  |  | 27 | Nos | 2923.7288 | 78940.678
222
223 | 223 | Adapters for Vacuum | 27 | Nos | 635.5932 | 750 | 20250 | 27 | Nos | 750 | 20250 | 0 | 0 |  |  | Nos | 635.5932 | 0 |  |  |  | 27 | Nos | 635.5932 | 17161.0169
223
224 | 224 | Adapters for Air | 27 | Nos | 635.5932 | 750 | 20250 | 27 | Nos | 750 | 20250 | 0 | 0 |  |  | Nos | 635.5932 | 0 |  |  |  | 27 | Nos | 635.5932 | 17161.0169
224
225 | 225 | Adapters for Nitrous Oxide | 15 | Nos | 635.5932 | 750 | 11250 | 15 | Nos | 750 | 11250 | 0 | 0 |  |  | Nos | 635.5932 | 0 |  |  |  | 15 | Nos | 635.5932 | 9533.8983
225
226 | 226 | Vacuum Tube | 27 | Nos | 466.1017 | 550 | 14850 | 32 | Nos | 550 | 17600 | 5 | 2750 |  | 58 | Nos | 466.1017 | 27033.8983 |  |  |  | 85 | Nos | 466.1017 | 39618.6441
226
227 | 227 | Bed Head wall panel horizontal 1500 mm long single railing | 27 | Nos | 29661.0169 | 35000 | 945000 | 31 | Nos | 35000 | 1085000 | 4 | 140000 |  |  | Nos | 29661.0169 | 0 |  |  |  | 27 | Nos | 29661.0169 | 800847.4576
227
228 | 228 | Valve box -2 services | 1 | Nos | 8050.8475 | 9500 | 9500 | 0 | Nos | 9500 | 0 | -1 | -9500 | -9500 |  | Nos | 8050.8475 | 0 |  |  |  | 1 | Nos | 8050.8475 | 8050.8475
228
229 | 229 | Valve box -3 services | 3 | Nos | 12288.1356 | 14500 | 43500 | 5 | Nos | 14500 | 72500 | 2 | 29000 |  |  | Nos | 12288.1356 | 0 |  |  |  | 3 | Nos | 12288.1356 | 36864.4068
229
230 | 230 | Valve box -6 services | 1 | Nos | 19067.7966 | 22500 | 22500 | 7 | Nos | 22500 | 157500 | 6 | 135000 |  | 5 | Nos | 19067.7966 | 95338.9831 |  |  |  | 6 | Nos | 19067.7966 | 114406.7797
230
231 | 231 | 4 + 4 size of CO2 manifold System | 1 | Job | 33898.3051 | 40000 | 40000 | 1 | Job | 40000 | 40000 | 0 | 0 |  | 1 | Job | 33898.3051 | 33898.3051 |  |  |  | 2 | Job | 33898.3051 | 67796.6102
231
232 | 232 | 2 cylinder emergency manifold | 1 | Job | 12288.1356 | 14500 | 14500 | 0 | Job | 14500 | 0 | -1 | -14500 | -14500 | 1 | Job | 12288.1356 | 12288.1356 |  |  |  | 2 | Job | 12288.1356 | 24576.2712
232
233 | 233 | Fully Automatic CO2 Control System | 1 | Job | 156779.661 | 185000 | 185000 | 1 | Job | 185000 | 185000 | 0 | 0 |  | 1 | Job | 156779.661 | 156779.661 |  |  |  | 2 | Job | 156779.661 | 313559.322
233
234 | 234 | Aneste Iwata Make TFS 150 C9 Model, Compresso Two stage, Motor 15 HP & 57.18 CFM, 60 CFM Air Dryer with 2000 Ltrs Receiver Twin System (For Air4, Air7) | 1 | Job | 1605932.2034 | 1895000 | 1895000 | 1 | Job | 1895000 | 1895000 | 0 | 0 |  |  | Job | 1605932.2034 | 0 |  |  |  | 1 | Job | 1605932.2034 | 1605932.2034
234
235 | 235 | Supporting structure for MGPS lines with Ismb Columns, beams, MS angles, Flats and square rods | 1 | Job | 673728.8136 | 795000 | 795000 | 1 | Job | 795000 | 795000 | 0 | 0 |  |  | Job | 673728.8136 | 0 |  |  |  | 1 | Job | 673728.8136 | 673728.8136
235
236 | 236 | 2x20 Oxygen Main manifold System | 1 | Job | 80508.4746 | 95000 | 95000 | 1 | Job | 95000 | 95000 | 0 | 0 |  |  | Job | 80508.4746 | 0 |  |  |  | 1 | Job | 80508.4746 | 80508.4746
236
237 | 237 | Electrical Control Panel for MGPS | 1 | Job | 122881.3559 | 145000 | 145000 | 1 | Job | 145000 | 145000 | 0 | 0 |  |  | Job | 122881.3559 | 0 |  |  |  | 1 | Job | 122881.3559 | 122881.3559
237
238 | 238 | Vaccum system Ingersoll Rand Make Model 15V x 10 Model with 5 HP Motor with 1000 Liters Reciever, Filters, Electricals, Etc Secretion Trap and Bacteria Filter | 2 | Job | 1266949.1525 | 1495000 | 2990000 | 2 | Job | 1495000 | 2990000 | 0 | 0 |  |  | Job | 1266949.1525 | 0 |  |  |  | 2 | Job | 1266949.1525 | 2533898.3051
238
239 | 239 | Validation By Third Party Agency Charges per Each MOT | 4 | Each | 84745.7627 | 100000 | 400000 | 4 | Each | 100000 | 400000 | 0 | 0 |  |  | Each | 84745.7627 | 0 |  |  |  | 4 | Each | 84745.7627 | 338983.0508
239
240 | 240 | Anesthetic Gas Scavenging System (AGSS) | 1 | Job | 1027966.1017 | 1213000 | 1213000 | 1 | Job | 1213000 | 1213000 | 0 | 0 |  |  | Job | 1027966.1017 | 0 |  |  |  | 1 | Job | 1027966.1017 | 1027966.1017
240
|  | Total Contract Value | [22 empty] | 3050847.4576
Items Not In BOQ
| 1 | Electrical Connections for 2 UPS | 0 | Job |  |  |  | 2 | Job | 100000 | 200000 |  |  |  | 1 | Job | 100000 | 100000 |  |  |  | 1 | Job | 100000 | 100000
|  | Under Deck Insulation | 0 | Sqm |  |  |  | 79.579 | sqm | 875 | 69631.625 | [10 empty] | 0 | Sqm
|  | Screed | 0 | Sqm |  |  |  | 24.1 | CUM | 6722 | 162000.2 | [10 empty] | 0 | Cum
|  | Self Levelling | 0 | Sqm |  |  |  | 827.13 | sqm | 310 | 256410.3 | [10 empty] | 0 | Sqm
|  | 4 Gas Digital Alarm Panels | 0 | Nos |  |  |  | 1 | Nos | 30000 | 30000 | [10 empty] | 0 | Nos
|  | 6 Gas Digital Alarm Panels | 0 | Nos |  |  |  | 7 | Nos | 40000 | 280000 | [10 empty] | 0 | Nos
|  | Valve box 4 series | 0 | Job |  |  |  | 1 | Job | 14500 | 14500 | [10 empty] | 0 | Job
|  | 4 + 4 N2O manifold System | 0 | Job |  |  |  | 1 | Job | 40000 | 40000 | [10 empty] | 0 | Job
|  | 4 + 4 CO2 manifold system | 0 | Job |  |  |  | 1 | Job | 40000 | 40000 | [10 empty] | 0 | Job
|  | 2 cylinder emergency manifold - CO2 | 0 | Job |  |  |  | 1 | Job | 14500 | 14500 | [10 empty] | 0 | Job
|  | 2 cylinder emergency manifold - N2O | 0 | Job |  |  |  | 1 | Job | 14500 | 14500 | [10 empty] | 0 | Job
|  | Fully automatic N2O control system | 0 | Job |  |  |  | 1 | Job | 185000 | 185000 | [10 empty] | 0 | Job
|  | Fully automatic O2 control system | 0 | Job |  |  |  | 1 | Job | 185000 | 185000 | [10 empty] | 0 | Job
|  | 750 KVA Transformer OLTC for transformers with RTCC: Supply, Transportation, Installation, Testing and Commissioning of 750 KVA TRANSFORMER with all test reports. The Transformer shall be designed and manufactured as per IS:1180 OLTC with level-II with initial filling of oil as per IS 335-1993. 1000 A LT Breaker Kiosk - 01 No.The basic details of the Transformer are as under. Makes: Kirloskar / PETE / Esennar / Voltamp / Crompton / ABB / Schneider. | 0 | Nos |  |  |  | 1 | Nos | 4708000 | 4708000 | [10 empty] | 0 | Nos
|  | Cementitious Water Proofing over the Roof Slab & Pheriperal walls of State Organ Transplantation Center Gandhi Hospital | 0 | Job |  |  |  | 1 | Job | 8000000 | 8000000 | [10 empty] | 0 Job
|  | vinyl flooring in non sterile corridor | 0 |  |  | 2542 |  | 265.37 |  | 2542 | 674570.54
Expansion Joint

## RE2
SOTC REVISED ESTIMATE
S.No | Item S.No | Item Code | Item Name |  |  | As Per Agreement (with 4 Ots) |  |  | Actual Quantities for agreement items (with 4 Ots) |  | Variation |  | Additional Sanction fot 2 Ots |  | Actual QTY for Additional 2 OTs |  | Variation |  | Total Quantity |  | As Per Work Done/To Be Done |  | As Per Work Done/To Be Done |  |  |  | Variation
|  |  |  | UOM | Unit Rate (Rs.) | QTY |  | Amount (Rs.) | QTY | Amount (Rs.) | Excess | Less | QTY | Amount (Rs.) | QTY | Amount (Rs.) | Excess | Less | QTY | Amount (Rs.) | QTY | Amount (Rs.) | QTY |  | Rate (Rs.) | Amount (Rs.) | Excess | Less
1 | 2 | 3 | 4 | 5 | 6 | 7 | 8 | 9 | 10 | 11 | 12 | 13 | 14 | 15 | 16 | 17 | 18 | 19 | 20 | 21 | 22 | 23 | 24 | 25 | 26 | 27 | 28 | 29
1 | 1 | SOTC001 | Stainless Steel Pre-fabricated Wall panels in MOTs1) Make: SS 304 medical grade JINDAL certified by a notified body NABL Lab.2) Not less than 50mm thick (0.80mm thick sheet on both sides).3) 41Kg/Cum density PUF, fine grain surface, treated with anti bacterial/anti fungal paint, shall be made with single sheet without any joints/welding, should be covered with a protective sheet. Certified by a notified body NABL Lab. | Sqm | 15010 | 400 | 12720.339 | 6004000 | 400 | 6004000 | 0 | 0 | 200 | 3002000 | 166.66 | 2501566.6 | 0 | 500433.4 | 600 | 9006000 | 566.66 | 8505566.6 | 354 | Sqm | #REF! | #REF! | 0 | 500433.4
2 | 199 | SOTC002 | Stainless Steel Pre-fabricated Ceiling panels In MOTs & MOTs Corridor | Sqm | 15010 | 385 | 12720.339 | 5778850 | 252.97 | 3797079.7 | 0 | 1981770.3 | 70 | 1050700 | 61.67 | 925666.7 | 0 | 125033.3 | 455 | 6829550 | 314.64 | 4722746.4 | 385 | Sqm | #REF! | #REF! | 0 | 2106803.6
3 | 2 | SOTC003 | Dynamic Hatch Box | Nos | 295000 | 2 | 250000 | 590000 | 0 | 0 | 0 | 590000 | 1 | 295000 | 0 | 0 | 0 | 295000 | 3 | 885000 | 0 | 0 | 2 | Nos | #REF! | #REF! | 0 | 885000
4 | 3 | SOTC004 | Electro conductive Flooring inside MOTs | Sqm | 4035 | 160 | 3419.4915 | 645600 | 139.94 | 564657.9 | 0 | 80942.1 | 80 | 322800 | 73.57 | 296854.95 | 0 | 25945.05 | 240 | 968400 | 213.51 | 861512.85 | 160 | Sqm | #REF! | #REF! | 0 | 106887.15
5 | 4 | SOTC005 | Flooring with Vinyl Sheets In MOT Corridor | Sqm | 3750 | 175 | 3177.9661 | 656250 | 137.312 | 514920 | 0 | 141330 | 50 | 187500 | 0 | 0 | 0 | 187500 | 225 | 843750 | 137.312 | 514920 | 175 | Sqm | #REF! | #REF! | 0 | 328830
6 | 5 | SOTC006 | Uni Directional Ceiling Laminar Airflow Systems | Nos | 465000 | 4 | 394067.7966 | 1860000 | 4 | 1860000 | 0 | 0 | 2 | 930000 | 2 | 930000 | 0 | 0 | 6 | 2790000 | 6 | 2790000 | 4 | Nos | #REF! | #REF! | 0 | 0
7 | 6 | SOTC007 | Air Handling Units (AHUs) 11 TR | Nos | 1495000 | 4 | 1266949.1525 | 5980000 | 4 | 5980000 | 0 | 0 | 2 | 2990000 | 2 | 2990000 | 0 | 0 | 6 | 8970000 | 6 | 8970000 | 4 | Nos | #REF! | #REF! | 0 | 0
8 | 7 | SOTC008 | Condensing Units | Nos | 345000 | 4 | 292372.8814 | 1380000 | 4 | 1380000 | 0 | 0 | 2 | 690000 | 2 | 690000 | 0 | 0 | 6 | 2070000 | 6 | 2070000 | 4 | Nos | #REF! | #REF! | 0 | 0
9 | 8 | SOTC009 | Pressure Relief Dampers | Nos | 22500 | 4 | 19067.7966 | 90000 | 4 | 90000 | 0 | 0 | 2 | 45000 | 2 | 45000 | 0 | 0 | 6 | 135000 | 6 | 135000 | 4 | Nos | #REF! | #REF! | 0 | 0
10 | 9 | SOTC010 | Single arm Anesthesia Pendants (Imported) | Nos | 1195000 | 4 | 1012711.8644 | 4780000 | 4 | 4780000 | 0 | 0 | 2 | 2390000 | 2 | 2390000 | 0 | 0 | 6 | 7170000 | 6 | 7170000 | 4 | Nos | #REF! | #REF! | 0 | 0
11 | 10 | SOTC011 | Triple Dome Ceiling OT LED Lights (Imported) | Nos | 4750000 | 2 | 4025423.7288 | 9500000 | 2 | 9500000 | 0 | 0 |  | 0 | 0 | 0 | 0 | 0 | 2 | 9500000 | 2 | 9500000 | 2 | Nos | #REF! | #REF! | 0 | 0
12 | 11 | SOTC012 | Double Dome Ceiling OT LED Lights (Imported) | Nos | 3550000 | 2 | 3008474.5763 | 7100000 | 2 | 7100000 | 0 | 0 | 2 | 7100000 | 2 | 7100000 | 0 | 0 | 4 | 14200000 | 4 | 14200000 | 2 | Nos | #REF! | #REF! | 0 | 0
13 | 12 | SOTC013 | Detachable Hi Definition Cameras in Triple Dome Ceiling OT Lights | Nos | 995000 | 2 | 843220.339 | 1990000 | 2 | 1990000 | 0 | 0 | 1 | 995000 | 1 | 995000 | 0 | 0 | 3 | 2985000 | 3 | 2985000 | 2 | Nos | #REF! | #REF! | 0 | 0
14 | 13 | SOTC014 | Ceiling/Wall mounted CCTV Room Camera | Nos | 22500 | 4 | 19067.7966 | 90000 | 4 | 90000 | 0 | 0 | 2 | 45000 | 2 | 45000 | 0 | 0 | 6 | 135000 | 6 | 135000 | 4 | Nos | #REF! | #REF! | 0 | 0
15 | 14 | SOTC015 | LED Peripheral Lights cum clean room (OT) luminaries | Nos | 18750 | 62 | 15889.8305 | 1162500 | 62 | 1162500 | 0 | 0 | 40 | 750000 | 40 | 750000 | 0 | 0 | 102 | 1912500 | 102 | 1912500 | 62 | Nos | #REF! | #REF! | 0 | 0
16 | 239 | SOTC016 | View Window with Motorised Blinds of 1 Mt Length & 1 Mt Height | Nos | 115000 | 7 | 97457.6271 | 805000 | 0 | 0 | 0 | 805000 | 2 | 230000 | 0 | 0 | 0 | 230000 | 9 | 1035000 | 0 | 0 | 7 | Nos | #REF! | #REF! | 0 | 1035000 | 1.107
17 | 15 | SOTC017 | Hermetically Sealed Doors (1.80mt x 2.10 mt) | Nos | 115000 | 4 | 97457.6271 | 460000 | 0 | 0 | 0 | 460000 | 2 | 230000 | 2 | 230000 | 0 | 0 | 6 | 690000 | 2 | 230000 | 4 | Nos | #REF! | #REF! | 0 | 460000 | 127305
18 | 240 | SOTC018 | (1.50mt x 2.10 mt) Sliding Automatic Sliding Doors with View Windoy of 1 Mt x 1 Mt | Nos | 525000 | 2 | 444915.2542 | 1050000 | 4 | 2100000 | 1050000 | 0 |  | 0 | 0 | 0 | 0 | 0 | 2 | 1050000 | 4 | 2100000 | 2 | Nos | #REF! | #REF! | 1050000 | 0 | 12305
19 | 16 | SOTC019 | Storage Units | Nos | 75000 | 4 | 63559.322 | 300000 | 4 | 300000 | 0 | 0 | 2 | 150000 | 2 | 150000 | 0 | 0 | 6 | 450000 | 6 | 450000 | 4 | Nos | #REF! | #REF! | 0 | 0
20 | 17 | SOTC020 | Writing Board (List Board) | Nos | 18750 | 4 | 15889.8305 | 75000 | 4 | 75000 | 0 | 0 | 2 | 37500 | 2 | 37500 | 0 | 0 | 6 | 112500 | 6 | 112500 | 4 | Nos | #REF! | #REF! | 0 | 0
21 | 18 | SOTC021 | X-Ray CT Scan LED viewing Screen | Nos | 37500 | 4 | 31779.661 | 150000 | 4 | 150000 | 0 | 0 | 2 | 75000 | 2 | 75000 | 0 | 0 | 6 | 225000 | 6 | 225000 | 4 | Nos | #REF! | #REF! | 0 | 0
22 | 19 | SOTC022 | Touch Screen Surgeon Control Panels | Nos | 385000 | 4 | 326271.1864 | 1540000 | 4 | 1540000 | 0 | 0 | 2 | 770000 | 2 | 770000 | 0 | 0 | 6 | 2310000 | 6 | 2310000 | 4 | Nos | #REF! | #REF! | 0 | 0
23 | 20 | SOTC023 | 3-Bay Scrub Stations/Sinks | Nos | 368750 | 2 | 312500 | 737500 | 3 | 1106250 | 368750 | 0 |  | 0 | 0 | 0 | 0 | 0 | 2 | 737500 | 3 | 1106250 | 2 | Nos | #REF! | #REF! | 368750 | 0
24 | 21 | SOTC024 | Video and Image Management system | Nos | 8000000 | 1 | 6779661.0169 | 8000000 | 1 | 8000000 | 0 | 0 |  | 0 |  | 0 | 0 | 0 | 1 | 8000000 | 1 | 8000000 | 1 | Nos | #REF! | #REF! | 0 | 0
25 | 22 | SOTC025 | Medical Grade Monitors 32 inch 4 K Resolution | Nos | 1295000 | 4 | 1097457.6271 | 5180000 | 4 | 5180000 | 0 | 0 | 2 | 2590000 | 2 | 2590000 | 0 | 0 | 6 | 7770000 | 6 | 7770000 | 4 | Nos | #REF! | #REF! | 0 | 0
26 | 23 | SOTC026 | Wall mounted large screen display 55 inch (Commercial Grade) | Nos | 495000 | 2 | 419491.5254 | 990000 | 2 | 990000 | 0 | 0 |  | 0 |  | 0 | 0 | 0 | 2 | 990000 | 2 | 990000 | 2 | Nos | #REF! | #REF! | 0 | 0
27 | 24 | SOTC027 | Cable connections for integration within MOTs and with Workshop Projector Hall, Networks with OFC Cable | Job | 997500 | 4 | 845338.9831 | 3990000 | 4 | 3990000 | 0 | 0 | 2 | 1995000 | 2 | 1995000 | 0 | 0 | 6 | 5985000 | 6 | 5985000 | 4 | Job | #REF! | #REF! | 0 | 0
28 | 25 | SOTC028 | Wireless Microphone | Nos | 255000 | 1 | 216101.6949 | 255000 | 1 | 255000 | 0 | 0 |  | 0 |  | 0 | 0 | 0 | 1 | 255000 | 1 | 255000 | 1 | Nos | #REF! | #REF! | 0 | 0
29 | 26 | SOTC029 | Digital mixer Amplifier | Nos | 245000 | 1 | 207627.1186 | 245000 | 1 | 245000 | 0 | 0 |  | 0 |  | 0 | 0 | 0 | 1 | 245000 | 1 | 245000 | 1 | Nos | #REF! | #REF! | 0 | 0
30 | 27 | SOTC030 | Ceiling Mounted Speakers | Nos | 15000 | 4 | 12711.8644 | 60000 | 4 | 60000 | 0 | 0 | 2 | 30000 | 2 | 30000 | 0 | 0 | 6 | 90000 | 6 | 90000 | 4 | Nos | #REF! | #REF! | 0 | 0
31 | 28 | SOTC031 | Video Conferencing System | Nos | 1195000 | 1 | 1012711.8644 | 1195000 | 1 | 1195000 | 0 | 0 |  | 0 |  | 0 | 0 | 0 | 1 | 1195000 | 1 | 1195000 | 1 | Nos | #REF! | #REF! | 0 | 0
32 | 29 | SOTC032 | Home Theatre Power Conditioner, 230 V | Nos | 145000 | 1 | 122881.3559 | 145000 | 1 | 145000 | 0 | 0 |  | 0 |  | 0 | 0 | 0 | 1 | 145000 | 1 | 145000 | 1 | Nos | #REF! | #REF! | 0 | 0
33 | 30 | SOTC033 | Amplifier (8 Channel) | Nos | 245000 | 1 | 207627.1186 | 245000 | 1 | 245000 | 0 | 0 |  | 0 |  | 0 | 0 | 0 | 1 | 245000 | 1 | 245000 | 1 | Nos | #REF! | #REF! | 0 | 0
34 | 31 | SOTC034 | HiFi Active Sub Woofer | Nos | 50000 | 1 | 42372.8814 | 50000 | 1 | 50000 | 0 | 0 |  | 0 |  | 0 | 0 | 0 | 1 | 50000 | 1 | 50000 | 1 | Nos | #REF! | #REF! | 0 | 0
35 | 32 | SOTC035 | 4K Laser Projection TV | Nos | 1495000 | 1 | 1266949.1525 | 1495000 | 1 | 1495000 | 0 | 0 |  | 0 |  | 0 | 0 | 0 | 1 | 1495000 | 1 | 1495000 | 1 | Nos | #REF! | #REF! | 0 | 0
36 | 200 | SOTC036 | Equalization & Loud Speaker Control System | Nos | 40000 | 1 | 33898.3051 | 40000 | 1 | 40000 | 0 | 0 |  | 0 |  | 0 | 0 | 0 | 1 | 40000 | 1 | 40000 | 1 | Nos | #REF! | #REF! | 0 | 0
37 | 33 | SOTC037 | Sound Analog Mixer | Nos | 245000 | 1 | 207627.1186 | 245000 | 1 | 245000 | 0 | 0 |  | 0 |  | 0 | 0 | 0 | 1 | 245000 | 1 | 245000 | 1 | Nos | #REF! | #REF! | 0 | 0
38 | 201 | SOTC038 | Electrical Installations in MOTs & TIRs | Job | 195000 | 7 | 165254.2373 | 1365000 | 7 | 1365000 | 0 | 0 | 2 | 390000 | 2 | 390000 | 0 | 0 | 9 | 1755000 | 9 | 1755000 | 7 | Job | #REF! | #REF! | 0 | 0
39 | 34 | SOTC039 | Stainless Steel Pre-fabricated Wall panels in TIRs | Sqm | 15010 | 202 | 12720.339 | 3032020 | 202 | 3032020 | 0 | 0 | 150 | 2251500 | 37.37 | 560923.7 | 0 | 1690576.3 | 352 | 5283520 | 239.37 | 3592943.7 | 202 |  | #REF! | #REF! | 0 | 1690576.3
40 | 35 | SOTC040 | Stainless Steel Pre-fabricated Ceiling panels in TIRs and TIR Corridor | Sqm | 15010 | 146 | 12720.339 | 2191460 | 115.94 | 1740259.4 | 0 | 451200.6 | 8 | 120080 | 0 | 0 | 0 | 120080 | 154 | 2311540 | 115.94 | 1740259.4 | 146 |  | #REF! | #REF! | 0 | 571280.6
41 | 202 | SOTC041 | Electro conductive Flooring inside TIRs | Sqm | 4035 | 146 | 3419.4915 | 589110 | 72.22 | 291407.7 | 0 | 297702.3 |  | 0 |  | 0 | 0 | 0 | 146 | 589110 | 72.22 | 291407.7 | 146 |  | #REF! | #REF! | 0 | 297702.3
42 | 36 | SOTC042 | Flooring with Vinyl Sheets In TIR Corridor |  | 3750 | 61 | 3177.9661 | 228750 | 61.32 | 229950 | 1200 | 0 |  | 0 |  | 0 | 0 | 0 | 61 | 228750 | 61.32 | 229950 | 61 |  | #REF! | #REF! | 1200 | 0
43 | 37 | SOTC043 | Uni Directional Ceiling Laminar Airflow Systems | Nos | 395000 | 3 | 334745.7627 | 1185000 | 3 | 1185000 | 0 | 0 |  | 0 |  | 0 | 0 | 0 | 3 | 1185000 | 3 | 1185000 | 3 | Nos | #REF! | #REF! | 0 | 0
44 | 38 | SOTC044 | Air Handling Units (AHUs) 11 TR | Nos | 1495000 | 2 | 1266949.1525 | 2990000 | 2 | 2990000 | 0 | 0 |  | 0 |  | 0 | 0 | 0 | 2 | 2990000 | 2 | 2990000 | 2 | Nos | #REF! | #REF! | 0 | 0
45 | 39 | SOTC045 | Air Handling Units (AHUs) 8.5 TR | Nos | 1195000 | 1 | 1012711.8644 | 1195000 | 1 | 1195000 | 0 | 0 |  | 0 |  | 0 | 0 | 0 | 1 | 1195000 | 1 | 1195000 | 1 | Nos | #REF! | #REF! | 0 | 0
46 | 40 | SOTC046 | Condensing Units | Nos | 345000 | 3 | 292372.8814 | 1035000 | 3 | 1035000 | 0 | 0 |  | 0 |  | 0 | 0 | 0 | 3 | 1035000 | 3 | 1035000 | 3 | Nos | #REF! | #REF! | 0 | 0
47 | 41 | SOTC047 | Pressure Relief Dampers | Nos | 22500 | 3 | 19067.7966 | 67500 | 3 | 67500 | 0 | 0 |  | 0 |  | 0 | 0 | 0 | 3 | 67500 | 3 | 67500 | 3 | Nos | #REF! | #REF! | 0 | 0
48 | 42 | SOTC049 | Hermetically Sealed Doors (1.80mt x 2.10 mt) | Nos | 525000 | 3 | 444915.2542 | 1575000 | 3 | 1575000 | 0 | 0 |  | 0 |  | 0 | 0 | 0 | 3 | 1575000 | 3 | 1575000 | 3 | Nos | #REF! | #REF! | 0 | 0
49 | 43 | SOTC050 | 12mm thick glazed Glass partition walls in TIRs | Sqm | 650 | 40 | 550.8475 | 26000 | 40 | 26000 | 0 | 0 |  | 0 |  | 0 | 0 | 0 | 40 | 26000 | 40 | 26000 | 40 | Sqm | #REF! | #REF! | 0 | 0
50 | 44 | SOTC051 | Wall mounted LED TV43 inchesFull HD | Nos | 165000 | 3 | 139830.5085 | 495000 | 3 | 495000 | 0 | 0 |  | 0 |  | 0 | 0 | 0 | 3 | 495000 | 3 | 495000 | 3 | Nos | #REF! | #REF! | 0 | 0
51 | 45 | SOTC052 | Ceiling/Wall mounted CCTV Room Camera | Nos | 12000 | 3 | 10169.4915 | 36000 | 3 | 36000 | 0 | 0 |  | 0 |  | 0 | 0 | 0 | 3 | 36000 | 3 | 36000 | 3 | Nos | #REF! | #REF! | 0 | 0
52 | 46 | SOTC053 | BED HEAD PANEL FOR TIR WITH DOUBLE OUTLETS AND ELECTRICAL OUTLETS | Nos | 49500 | 3 | 41949.1525 | 148500 | 6 | 297000 | 148500 | 0 |  | 0 |  | 0 | 0 | 0 | 3 | 148500 | 6 | 297000 | 3 | Nos | #REF! | #REF! | 148500 | 0
5 | 47 | SOTC054 | X-RAY VIEWERS FOR ALL ICUS AND PRE OPP AREAS AND DOCTORS ROOMS | Nos | 37500 | 5 | 31779.661 | 187500 | 5 | 187500 | 0 | 0 |  | 0 |  | 0 | 0 | 0 | 5 | 187500 | 5 | 187500 | 5 | Nos | #REF! | #REF! | 0 | 0
54 | 48 | SOTC055 | WRITING BOARDS FOR ICUS, PRE OPP | Nos | 18750 | 5 | 15889.8305 | 93750 | 5 | 93750 | 0 | 0 |  | 0 |  | 0 | 0 | 0 | 5 | 93750 | 5 | 93750 | 5 | Nos | #REF! | #REF! | 0 | 0
55 | 49 | SOTC056 | CCTV CEILING CAMERA | Nos | 9500 | 10 | 8050.8475 | 95000 | 10 | 95000 | 0 | 0 |  | 0 |  | 0 | 0 | 0 | 10 | 95000 | 10 | 95000 | 10 | Nos | #REF! | #REF! | 0 | 0
56 | 50 | SOTC057 | Supply and Fixing of 25mm dia Conduit Pipes surface on wall. | Rmt | 110 | 10000 | 93.2203 | 1100000 | 10000 | 1100000 | 0 | 0 |  | 0 |  | 0 | 0 | 0 | 10000 | 1100000 | 10000 | 1100000 | 10000 | Rmt | #REF! | #REF! | 0 | 0
57 | 51 | SOTC058 | Supply and Fixing of 25mm dia Conduit Pipes Concealed on wall. | Rmt | 115 | 4000 | 97.4576 | 460000 | 4000 | 460000 | 0 | 0 |  | 0 |  | 0 | 0 | 0 | 4000 | 460000 | 4000 | 460000 | 4000 | Rmt | #REF! | #REF! | 0 | 0
58 | 52 | SOTC059 | Wiring with run of 2 of 1.5 Sqmm Copper cable for points wiring. | Pts | 1525 | 570 | 1292.3729 | 869250 | 570 | 869250 | 0 | 0 |  | 0 |  | 0 | 0 | 0 | 570 | 869250 | 570 | 869250 | 570 | Pts | #REF! | #REF! | 0 | 0
59 | 53 | SOTC060 | Wiring with run of 2 of 1.5 Sqmm Copper cable for stairecase points wiring. | Pts | 1100 | 10 | 932.2034 | 11000 | 10 | 11000 | 0 | 0 |  | 0 |  | 0 | 0 | 0 | 10 | 11000 | 10 | 11000 | 10 | Pts | #REF! | #REF! | 0 | 0
60 | 54 | SOTC061 | Supply and fixing of 6A/10A ISI Mark 3/2 pin Modular socket Common switch board | Pts | 900 | 25 | 762.7119 | 22500 | 25 | 22500 | 0 | 0 |  | 0 |  | 0 | 0 | 0 | 25 | 22500 | 25 | 22500 | 25 | Pts | #REF! | #REF! | 0 | 0
61 | 55 | SOTC062 | Wiring with 3 of 1.5 sq.mm with 6A switch and 6A, 3/2 pin socket Modular type with 6A switch control fixing on separate board. | Pts | 2800 | 50 | 2372.8814 | 140000 | 50 | 140000 | 0 | 0 |  | 0 |  | 0 | 0 | 0 | 50 | 140000 | 50 | 140000 | 50 | Pts | #REF! | #REF! | 0 | 0
62 | 56 | SOTC063 | Supply and fixing of 6A switchs - 2 Nos and 6A 3/2 pin socket - 3 Nos Modular type with cover plate | Pts | 1400 | 200 | 1186.4407 | 280000 | 200 | 280000 | 0 | 0 |  | 0 |  | 0 | 0 | 0 | 200 | 280000 | 200 | 280000 | 200 | Pts | #REF! | #REF! | 0 | 0
63 | 203 | SOTC064 | Supply & fixing of 16A/6A, 2 in one socket with 16A switch control modular type | Nos | 900 | 200 | 762.7119 | 180000 | 200 | 180000 | 0 | 0 |  | 0 |  | 0 | 0 | 0 | 200 | 180000 | 200 | 180000 | 200 | Nos | #REF! | #REF! | 0 | 0
64 | 204 | SOTC065 | Supply & fixing of 32A, socket with switch control modular | Nos | 1600 | 18 | 1355.9322 | 28800 | 18 | 28800 | 0 | 0 |  | 0 |  | 0 | 0 | 0 | 18 | 28800 | 18 | 28800 | 18 | Nos | #REF! | #REF! | 0 | 0
65 | 205 | SOTC066 | Supply & fixing of 64A, socket with 64A switch control modular type | Nos | 18000 | 4 | 15254.2373 | 72000 | 4 | 72000 | 0 | 0 |  | 0 |  | 0 | 0 | 0 | 4 | 72000 | 4 | 72000 | 4 | Nos | #REF! | #REF! | 0 | 0
66 | 57 | SOTC067 | Supply and Run of 1 of 1.5 sq.mm (phase, neutral and earth) FRLSH / HFFR PVC insulated 1100V grade as per IS:694/1990, IS 17048 specifications for Copper cable. | Rmt | 36 | 2000 | 30.5085 | 72000 | 2000 | 72000 | 0 | 0 |  | 0 |  | 0 | 0 | 0 | 2000 | 72000 | 2000 | 72000 | 2000 | Rmt | #REF! | #REF! | 0 | 0
67 | 58 | SOTC068 | Supply and Run of 3 of 1.5 sq.mm (phase, neutral and earth) FRLSH / HFFR PVC insulated 1100V grade as per IS:694/1990, IS 17048 specifications for Copper cable . | Rmt | 100 | 2000 | 84.7458 | 200000 | 2000 | 200000 | 0 | 0 |  | 0 |  | 0 | 0 | 0 | 2000 | 200000 | 2000 | 200000 | 2000 | Rmt | #REF! | #REF! | 0 | 0
68 | 59 | SOTC069 | Supply and Run of 3 of 2.5 sq.mm (phase, neutral and earth) FRLSH / HFFR PVC insulated 1100V grade as per IS:694/1990, IS 17048 specifications for Copper cable. | Rmt | 145 | 8000 | 122.8814 | 1160000 | 8000 | 1160000 | 0 | 0 |  | 0 |  | 0 | 0 | 0 | 8000 | 1160000 | 8000 | 1160000 | 8000 | Rmt | #REF! | #REF! | 0 | 0
69 | 60 | SOTC070 | Supply and Run of 3 runs of 4.0 sq mm (phase neutral and earth) FRLSH / HFFR PVC insulated 1100V grade as per IS:694/1990, IS 17048 specifications for Copper cable. | Rmt | 230 | 5000 | 194.9153 | 1150000 | 5000 | 1150000 | 0 | 0 |  | 0 |  | 0 | 0 | 0 | 5000 | 1150000 | 5000 | 1150000 | 5000 | Rmt | #REF! | #REF! | 0 | 0
70 | 61 | SOTC071 | Supply and Run of 3 of 6.0 Sq.mm FRLSH / HFFR PVC insulated 1100V grade as per IS:694/1990, IS 17048 specifications for Copper cable. | Rmt | 325 | 300 | 275.4237 | 97500 | 300 | 97500 | 0 | 0 |  | 0 |  | 0 | 0 | 0 | 300 | 97500 | 300 | 97500 | 300 | Rmt | #REF! | #REF! | 0 | 0
71 | 62 | SOTC072 | Supply and Run of 5 of 6.0 Sq.mm FRLSH / HFFR PVC insulated 1100V grade as per IS:694/1990, IS 17048 specifications for Copper cable. | Rmt | 545 | 300 | 461.8644 | 163500 | 300 | 163500 | 0 | 0 |  | 0 |  | 0 | 0 | 0 | 300 | 163500 | 300 | 163500 | 300 | Rmt | #REF! | #REF! | 0 | 0
72 | 63 | SOTC073 | Supply and Run of 5 of 10.0 Sq.mm FRLSH / HFFR PVC insulated 1100V grade as per IS:694/1990, IS 17048 specifications for Copper cable. | Rmt | 850 | 500 | 720.339 | 425000 | 500 | 425000 | 0 | 0 |  | 0 |  | 0 | 0 | 0 | 500 | 425000 | 500 | 425000 | 500 | Rmt | #REF! | #REF! | 0 | 0
73 | 64 | SOTC074 | Supply and fixing of DP Metal Enclosure with IP 20 Protection DB Make with 1 No 20A, 10 KA DP MCB | Nos | 1800 | 8 | 1525.4237 | 14400 | 8 | 14400 | 0 | 0 |  | 0 |  | 0 | 0 | 0 | 8 | 14400 | 8 | 14400 | 8 | Nos | #REF! | #REF! | 0 | 0
74 | 65 | SOTC075 | Supply and fixing of 4 Way TPN DB Horizontal with IP 43 Protection as per IS:13032 (For Lighting DBs) | Nos | 13000 | 10 | 11016.9492 | 130000 | 10 | 130000 | 0 | 0 |  | 0 |  | 0 | 0 | 0 | 10 | 130000 | 10 | 130000 | 10 | Nos | #REF! | #REF! | 0 | 0
75 | 230 | SOTC076 | Supply and fixing of 4 Way TPN DB Horizontal with IP 43 Protection as per IS:13032 (For Power DB's) | Nos | 13000 | 14 | 11016.9492 | 182000 | 14 | 182000 | 0 | 0 |  | 0 |  | 0 | 0 | 0 | 14 | 182000 | 14 | 182000 | 14 | Nos | #REF! | #REF! | 0 | 0
76 | 66 | SOTC077 | Supply and fixing of 8 Way VTPN DB with IP 43 Protection as per IS:13032 | Nos | 50000 | 5 | 42372.8814 | 250000 | 5 | 250000 | 0 | 0 |  | 0 |  | 0 | 0 | 0 | 5 | 250000 | 5 | 250000 | 5 | Nos | #REF! | #REF! | 0 | 0
77 | 67 | SOTC078 | Supply and fixing of cable adopteres box with cover for DBs including, massanory work etc., complete., | Nos | 6000 | 10 | 5084.7458 | 60000 | 10 | 60000 | 0 | 0 |  | 0 |  | 0 | 0 | 0 | 10 | 60000 | 10 | 60000 | 10 | Nos | #REF! | #REF! | 0 | 0
78 | 206 | SOTC079 | Providing independent earthing for Important equipment with 40mm dia 'B' class 2.5m long G.I pipe (GI Earthing) | Nos | 22500 | 18 | 19067.7966 | 405000 | 18 | 405000 | 0 | 0 |  | 0 |  | 0 | 0 | 0 | 18 | 405000 | 18 | 405000 | 18 | Nos | #REF! | #REF! | 0 | 0
79 | 68 | SOTC080 | Providing independent earthing by exacavating a pit to a depth of 2.25Mtr in all soils as per size specified in the data for Sophisticated Electronic equipment (Copper Earthing) | Nos | 54000 | 18 | 45762.7119 | 972000 | 18 | 972000 | 0 | 0 |  | 0 |  | 0 | 0 | 0 | 18 | 972000 | 18 | 972000 | 18 | Nos | #REF! | #REF! | 0 | 0
80 | 69 | SOTC081 | Providing independent earthing for Important equipment with 100mm dia Heavy gauge C.I Earthing | Nos | 25000 | 6 | 21186.4407 | 150000 | 6 | 150000 | 0 | 0 |  | 0 |  | 0 | 0 | 0 | 6 | 150000 | 6 | 150000 | 6 | Nos | #REF! | #REF! | 0 | 0
81 | 70 | SOTC082 | Supply and Run of 50mm x 6mm G.I Strip | Rmt | 450 | 400 | 381.3559 | 180000 | 400 | 180000 | 0 | 0 |  | 0 |  | 0 | 0 | 0 | 400 | 180000 | 400 | 180000 | 400 | Rmt | #REF! | #REF! | 0 | 0
82 | 71 | SOTC083 | Supply and Run of 25mm x 3mm copper strip | Rmt | 300 | 400 | 254.2373 | 120000 | 400 | 120000 | 0 | 0 |  | 0 |  | 0 | 0 | 0 | 400 | 120000 | 400 | 120000 | 400 | Rmt | #REF! | #REF! | 0 | 0
83 | 207 | SOTC084 | Supply, transportation and fixing of 22W +/ 10% , >/ 2300 lumens, 1200mm length LED light | Nos | 4800 | 20 | 4067.7966 | 96000 | 20 | 96000 | 0 | 0 |  | 0 |  | 0 | 0 | 0 | 20 | 96000 | 20 | 96000 | 20 | Nos | #REF! | #REF! | 0 | 0
84 | 208 | SOTC085 | Supply, transportation and fixing 32-36W (>=3600 Lumens), 2' x2' (600mm x 600mm) slim panel LED luminaire | Nos | 4000 | 60 | 3389.8305 | 240000 | 60 | 240000 | 0 | 0 |  | 0 |  | 0 | 0 | 0 | 60 | 240000 | 60 | 240000 | 60 | Nos | #REF! | #REF! | 0 | 0
85 | 209 | SOTC086 | Supply, transportation and fixing 12 W +/-10% (>= 1200 Lumens) Down lighter back lit LED Down Light Recessed / Surface | Nos | 1400 | 215 | 1186.4407 | 301000 | 215 | 301000 | 0 | 0 |  | 0 |  | 0 | 0 | 0 | 215 | 301000 | 215 | 301000 | 215 | Nos | #REF! | #REF! | 0 | 0
86 | 210 | SOTC087 | Supply, transportation and fixing 18 W +/-10% (>= 1800 Lumens) Down lighter back lit LED Down Light | Nos | 1800 | 95 | 1525.4237 | 171000 | 95 | 171000 | 0 | 0 |  | 0 |  | 0 | 0 | 0 | 95 | 171000 | 95 | 171000 | 95 | Nos | #REF! | #REF! | 0 | 0
87 | 72 | SOTC088 | Supply, transportation and fixing ISI mark batten holder / slanting holder | Nos | 160 | 8 | 135.5932 | 1280 | 8 | 1280 | 0 | 0 |  | 0 |  | 0 | 0 | 0 | 8 | 1280 | 8 | 1280 | 8 | Nos | #REF! | #REF! | 0 | 0
88 | 231 | SOTC089 | Supply, Transportation of energy efficient fan, 1200 mm sweep, aluminium body, consuming 28 W, BEE 5 star rated, ceiling fan | Nos | 3700 | 40 | 3135.5932 | 148000 | 40 | 148000 | 0 | 0 |  | 0 |  | 0 | 0 | 0 | 40 | 148000 | 40 | 148000 | 40 | Nos | #REF! | #REF! | 0 | 0
89 | 73 | SOTC090 | Supply and fixing of Modular type Stepped electronic regulator. | Nos | 1000 | 40 | 847.4576 | 40000 | 40 | 40000 | 0 | 0 |  | 0 |  | 0 | 0 | 0 | 40 | 40000 | 40 | 40000 | 40 | Nos | #REF! | #REF! | 0 | 0
90 | 74 | SOTC091 | Labour charges for fixing of ceiling fan and regulator | Nos | 210 | 40 | 177.9661 | 8400 | 40 | 8400 | 0 | 0 |  | 0 |  | 0 | 0 | 0 | 40 | 8400 | 40 | 8400 | 40 | Nos | #REF! | #REF! | 0 | 0
91 | 75 | SOTC092 | Supply and erecting 19/20mm steel tube down rod of one meter length | Nos | 600 | 40 | 508.4746 | 24000 | 40 | 24000 | 0 | 0 |  | 0 |  | 0 | 0 | 0 | 40 | 24000 | 40 | 24000 | 40 | Nos | #REF! | #REF! | 0 | 0
92 | 211 | SOTC093 | Supply of 12" (300mm) Light duty exhaust fan | Nos | 3000 | 5 | 2542.3729 | 15000 | 5 | 15000 | 0 | 0 |  | 0 |  | 0 | 0 | 0 | 5 | 15000 | 5 | 15000 | 5 | Nos | #REF! | #REF! | 0 | 0
93 | 212 | SOTC094 | Supply,Transportation of 12" (300mm) ISI, 900 RPM Heavy duty exhaust fan | Nos | 4900 | 10 | 4152.5424 | 49000 | 10 | 49000 | 0 | 0 |  | 0 |  | 0 | 0 | 0 | 10 | 49000 | 10 | 49000 | 10 | Nos | #REF! | #REF! | 0 | 0
94 | 76 | SOTC095 | Labour charges for fixing the exhaust fan in wall with necessary connections | Nos | 900 | 15 | 762.7119 | 13500 | 15 | 13500 | 0 | 0 |  | 0 |  | 0 | 0 | 0 | 15 | 13500 | 15 | 13500 | 15 | Nos | #REF! | #REF! | 0 | 0
95 | 77 | SOTC096 | Supply and fixing of GI louver shutter including GI mesh | Nos | 3200 | 15 | 2711.8644 | 48000 | 15 | 48000 | 0 | 0 |  | 0 |  | 0 | 0 | 0 | 15 | 48000 | 15 | 48000 | 15 | Nos | #REF! | #REF! | 0 | 0
96 | 213 | SOTC097 | Main Power Panel with 1000A 4 Pole ACB as incomer - 1 No and out goings 800 A 4P MCCB - 1 No., 630 A 4P MCCB - 1 No., 400A 4P MCCB - 4 Nos & 250A 4P MCCB - 3 No's with required Digital Ammeter and Voltmer, LED Indicators | Nos | 1315000 | 1 | 1114406.7797 | 1315000 | 1 | 1315000 | 0 | 0 |  | 0 |  | 0 | 0 | 0 | 1 | 1315000 | 1 | 1315000 | 1 | Nos | #REF! | #REF! | 0 | 0
97 | 214 | SOTC098 | Floor Power Panel : Incomer: 630A 4 Pole MCCB,- 1 No Outgoings 250 A 4P MCCB - 4 No's 125 A 4P MCCB - 10 No's, 63 A 4P MCCB - 4 No's with required Digital Ammeter and Voltmer, LED Indicators | Nos | 875000 | 1 | 741525.4237 | 875000 | 1 | 875000 | 0 | 0 |  | 0 |  | 0 | 0 | 0 | 1 | 875000 | 1 | 875000 | 1 | Nos | #REF! | #REF! | 0 | 0
98 | 215 | SOTC099 | Electrical Lighting Panels : Incomer: 250 A 4 Pole MCCB - 1 No, Out Goings 125 A 4P MCCB - 4 No's 63 A 4P MCCB - 3 No's with required Digital Ammeter and Voltmer, LED Indicators | Nos | 370000 | 2 | 313559.322 | 740000 | 2 | 740000 | 0 | 0 |  | 0 |  | 0 | 0 | 0 | 2 | 740000 | 2 | 740000 | 2 | Nos | #REF! | #REF! | 0 | 0
99 | 78 | SOTC100 | 130KVAR Out Door Capacitor panel : Incomer: 250A FP MCCB - 1 No, 63A 10KA TP MCB - 9 Nos. 20 KVAR Capacitor Duty contactors - 5 Nos., 10 KVAR Capacitor Duty contactors - 2 Nos, .5 KVAR Capacitor Duty contactors - 2 Nos. 12 stage APFC Relay - 1 No | Nos | 450000 | 1 | 381355.9322 | 450000 | 1 | 450000 | 0 | 0 |  | 0 |  | 0 | 0 | 0 | 1 | 450000 | 1 | 450000 | 1 | Nos | #REF! | #REF! | 0 | 0
100 | 232 | SOTC101 | 630 KVA Transformer OLTC for transformers with RTCC: Supply, Transportation, Installation, Testing and Commissioning of 630 KVA TRANSFORMER with all test reports. The Transformer shall be designed and manufactured as per IS:1180 OLTC with level-II with initial filling of oil as per IS 335-1993. 1000 A LT Breaker Kiosk - 01 No.The basic details of the Transformer are as under. Makes: Kirloskar / PETE / Esennar / Voltamp / Crompton / ABB / Schneider. | Nos | 4000000 | 1 | 3389830.5085 | 4000000 | 0 | 0 | 0 | 4000000 |  | 0 |  | 0 | 0 | 0 | 1 | 4000000 | 0 | 0 | 0 | Nos | #REF! | #REF! | 0 | 4000000
101 | 79 | SOTC102 | Supply of 25 Sqmm 3.5 Core XLPE insulated UG Cable. | Rmt | 300 | 200 | 254.2373 | 60000 | 200 | 60000 | 0 | 0 |  | 0 |  | 0 | 0 | 0 | 200 | 60000 | 200 | 60000 | 200 | Rmt | #REF! | #REF! | 0 | 0
102 | 80 | SOTC103 | Supply of 50 Sqmm 3.5 Core XLPE insulated UG Cable. | Rmt | 560 | 200 | 474.5763 | 112000 | 200 | 112000 | 0 | 0 |  | 0 |  | 0 | 0 | 0 | 200 | 112000 | 200 | 112000 | 200 | Rmt | #REF! | #REF! | 0 | 0
103 | 81 | SOTC104 | Supply of 70 Sqmm 3.5 Core XLPE insulated UG Cable. | Rmt | 750 | 75 | 635.5932 | 56250 | 75 | 56250 | 0 | 0 |  | 0 |  | 0 | 0 | 0 | 75 | 56250 | 75 | 56250 | 75 | Rmt | #REF! | #REF! | 0 | 0
104 | 82 | SOTC105 | Supply of 120 Sqmm 3.5 Core XLPE insulated UG Cable. | Rmt | 1050 | 50 | 889.8305 | 52500 | 50 | 52500 | 0 | 0 |  | 0 |  | 0 | 0 | 0 | 50 | 52500 | 50 | 52500 | 50 | Rmt | #REF! | #REF! | 0 | 0
105 | 83 | SOTC106 | Supply of 185 Sqmm 3.5 Core XLPE insulated UG Cable. | Rmt | 1500 | 50 | 1271.1864 | 75000 | 50 | 75000 | 0 | 0 |  | 0 |  | 0 | 0 | 0 | 50 | 75000 | 50 | 75000 | 50 | Rmt | #REF! | #REF! | 0 | 0
106 | 84 | SOTC107 | Supply of 240 Sqmm 3.5 Core XLPE insulated UG Cable. | Rmt | 1900 | 100 | 1610.1695 | 190000 | 100 | 190000 | 0 | 0 |  | 0 |  | 0 | 0 | 0 | 100 | 190000 | 100 | 190000 | 100 | Rmt | #REF! | #REF! | 0 | 0
107 | 85 | SOTC108 | Supply of 300 Sqmm 3.5 Core XLPE insulated UG Cable. | Rmt | 2400 | 500 | 2033.8983 | 1200000 | 500 | 1200000 | 0 | 0 |  | 0 |  | 0 | 0 | 0 | 500 | 1200000 | 500 | 1200000 | 500 | Rmt | #REF! | #REF! | 0 | 0
108 | 86 | SOTC109 | Termination of UG cables of 3.5 core 25 Sq.mm | Nos | 850 | 8 | 720.339 | 6800 | 8 | 6800 | 0 | 0 |  | 0 |  | 0 | 0 | 0 | 8 | 6800 | 8 | 6800 | 8 | Nos | #REF! | #REF! | 0 | 0
109 | 87 | SOTC110 | Termination of UG cables of 3.5 core 50 Sq.mm | Nos | 1200 | 8 | 1016.9492 | 9600 | 8 | 9600 | 0 | 0 |  | 0 |  | 0 | 0 | 0 | 8 | 9600 | 8 | 9600 | 8 | Nos | #REF! | #REF! | 0 | 0
110 | 88 | SOTC111 | Termination of UG cables of 3.5 core 70 Sq.mm | Nos | 1500 | 8 | 1271.1864 | 12000 | 8 | 12000 | 0 | 0 |  | 0 |  | 0 | 0 | 0 | 8 | 12000 | 8 | 12000 | 8 | Nos | #REF! | #REF! | 0 | 0
111 | 89 | SOTC112 | Termination of UG cables of 3.5 core 120 Sq.mm | Nos | 1900 | 4 | 1610.1695 | 7600 | 4 | 7600 | 0 | 0 |  | 0 |  | 0 | 0 | 0 | 4 | 7600 | 4 | 7600 | 4 | Nos | #REF! | #REF! | 0 | 0
112 | 90 | SOTC113 | Termination of UG cables of 3.5 core 185 Sq.mm | Nos | 2500 | 4 | 2118.6441 | 10000 | 4 | 10000 | 0 | 0 |  | 0 |  | 0 | 0 | 0 | 4 | 10000 | 4 | 10000 | 4 | Nos | #REF! | #REF! | 0 | 0
113 | 91 | SOTC114 | Termination of UG cables of 3.5 core 240 Sq.mm | Nos | 3500 | 4 | 2966.1017 | 14000 | 4 | 14000 | 0 | 0 |  | 0 |  | 0 | 0 | 0 | 4 | 14000 | 4 | 14000 | 4 | Nos | #REF! | #REF! | 0 | 0
114 | 92 | SOTC115 | Termination of UG cables of 3.5 core 300 Sq.mm | Nos | 4000 | 12 | 3389.8305 | 48000 | 12 | 48000 | 0 | 0 |  | 0 |  | 0 | 0 | 0 | 12 | 48000 | 12 | 48000 | 12 | Nos | #REF! | #REF! | 0 | 0
115 | 93 | SOTC116 | Earth work excavation of Trench laying of U.G cables up to 70 sqmm | Rmt | 1100 | 100 | 932.2034 | 110000 | 100 | 110000 | 0 | 0 |  | 0 |  | 0 | 0 | 0 | 100 | 110000 | 100 | 110000 | 100 | Rmt | #REF! | #REF! | 0 | 0
116 | 94 | SOTC117 | Earth work excavation of Trench laying of U.G cables from 95 Sqmm | Rmt | 1150 | 100 | 974.5763 | 115000 | 100 | 115000 | 0 | 0 |  | 0 |  | 0 | 0 | 0 | 100 | 115000 | 100 | 115000 | 100 | Rmt | #REF! | #REF! | 0 | 0
117 | 95 | SOTC118 | Laying of PVC armoured under ground cable up to 95 Sqmm on wall | Rmt | 125 | 200 | 105.9322 | 25000 | 200 | 25000 | 0 | 0 |  | 0 |  | 0 | 0 | 0 | 200 | 25000 | 200 | 25000 | 200 | Rmt | #REF! | #REF! | 0 | 0
118 | 96 | SOTC119 | Laying of PVC armoured under ground cable from 120 Sq.mm to 400 Sqmm saddles on wall | Rmt | 270 | 700 | 228.8136 | 189000 | 700 | 189000 | 0 | 0 |  | 0 |  | 0 | 0 | 0 | 700 | 189000 | 700 | 189000 | 700 | Rmt | #REF! | #REF! | 0 | 0
119 | 97 | SOTC120 | Supply, Transportation and Installation of 150mm x 50mm x 2mm thick hot dip GI perforated cable tray | Rmt | 1295 | 200 | 1097.4576 | 259000 | 200 | 259000 | 0 | 0 |  | 0 |  | 0 | 0 | 0 | 200 | 259000 | 200 | 259000 | 200 | Rmt | #REF! | #REF! | 0 | 0
120 | 98 | SOTC121 | Supply, Transportation and Installation of 300mm x 50mm x 2mm thick thick hot dip GI perforated cable tray | Rmt | 4500 | 100 | 3813.5593 | 450000 | 100 | 450000 | 0 | 0 |  | 0 |  | 0 | 0 | 0 | 100 | 450000 | 100 | 450000 | 100 | Rmt | #REF! | #REF! | 0 | 0
121 | 99 | SOTC122 | Supply, Transportation and installation of 10KVA / 312V DC on line UPS system | Nos | 400000 | 7 | 338983.0508 | 2800000 | 11 | 4400000 | 1600000 | 0 | 2 | 800000 | 2 | 800000 | 0 | 0 | 9 | 3600000 | 13 | 5200000 | 13 | Nos | #REF! | #REF! | 1600000 | 0
122 | 100 | SOTC123 | Supply and fixing of 12V, 150 AH MF battery | Nos | 25000 | 182 | 21186.4407 | 4550000 | 286 | 7150000 | 2600000 | 0 | 52 | 1300000 | 52 | 1300000 | 0 | 0 | 234 | 5850000 | 338 | 8450000 | 338 | Nos | #REF! | #REF! | 2600000 | 0
123 | 101 | SOTC124 | Supply and providing of UPS cum battery rack 20 batteries | Nos | 30000 | 7 | 25423.7288 | 210000 | 11 | 330000 | 120000 | 0 | 2 | 60000 | 2 | 60000 | 0 | 0 | 9 | 270000 | 13 | 390000 | 13 | Nos | #REF! | #REF! | 120000 | 0
124 | 102 | SOTC125 | Supply, Transportation, Installation, Testing and commissioning of storage / Pressure type 5 Star rated water heater with ABS plastic body of 15 Ltrs | Nos | 16000 | 7 | 13559.322 | 112000 | 12 | 192000 | 80000 | 0 |  | 0 |  | 0 | 0 | 0 | 7 | 112000 | 12 | 192000 | 12 | Nos | #REF! | #REF! | 80000 | 0
125 | 103 | SOTC126 | 26 persons ICU bed cum passenger lift (1768 Kgs) G+8 Floors, 9 stops,9 Openings (Cost Includes amount for Construction of Shaft / Cladding from Ground to 8th Floor) | Nos | 10495000 | 1 | 8894067.7966 | 10495000 | 1 | 10495000 | 0 | 0 |  | 0 |  | 0 | 0 | 0 | 1 | 10495000 | 1 | 10495000 | 1 | Nos | #REF! | #REF! | 0 | 0
126 | 104 | SOTC127 | 1.50 TR with , 18000 BTU/Hr High Wall mount Split Air Conditioners | Nos | 150000 | 6 | 127118.6441 | 900000 | 6 | 900000 | 0 | 0 |  | 0 |  | 0 | 0 | 0 | 6 | 900000 | 6 | 900000 | 6 | Nos | #REF! | #REF! | 0 | 0
127 | 105 | SOTC128 | 2.0 TR with , 24000 BTU/Hr High Wall mount Split Air Conditioners | Nos | 210000 | 2 | 177966.1017 | 420000 | 6 | 1260000 | 840000 | 0 |  | 0 |  | 0 | 0 | 0 | 2 | 420000 | 6 | 1260000 | 6 | Nos | #REF! | #REF! | 840000 | 0
128 | 106 | SOTC129 | Voltage stabilizer for 4 KVA maximum load | Nos | 7000 | 6 | 5932.2034 | 42000 | 6 | 42000 | 0 | 0 |  | 0 |  | 0 | 0 | 0 | 6 | 42000 | 6 | 42000 | 6 | Nos | #REF! | #REF! | 0 | 0
129 | 107 | SOTC130 | Voltage stabilizer for 5 KVA maximum load | Nos | 8500 | 2 | 7203.3898 | 17000 | 6 | 51000 | 34000 | 0 |  | 0 |  | 0 | 0 | 0 | 2 | 17000 | 6 | 51000 | 2 | Nos | #REF! | #REF! | 34000 | 0
130 | 216 | SOTC131 | Ductable Air Conditioners 11.0 TR with ISEER ≥ 4 | Nos | 1200000 | 1 | 1016949.1525 | 1200000 | 1 | 1200000 | 0 | 0 |  | 0 |  | 0 | 0 | 0 | 1 | 1200000 | 1 | 1200000 | 1 | Nos | #REF! | #REF! | 0 | 0
131 | 217 | SOTC132 | Ductable Air Conditioners 8.5 TR with ISEER ≥ 4 | Nos | 1000000 | 2 | 847457.6271 | 2000000 | 2 | 2000000 | 0 | 0 |  | 0 |  | 0 | 0 | 0 | 2 | 2000000 | 2 | 2000000 | 2 | Nos | #REF! | #REF! | 0 | 0
132 | 218 | SOTC133 | Ductable Air Conditioners 5.5 TR with ISEER ≥ 4 | Nos | 900000 | 1 | 762711.8644 | 900000 | 3 | 2700000 | 1800000 | 0 |  | 0 |  | 0 | 0 | 0 | 1 | 900000 | 3 | 2700000 | 2 | Nos | #REF! | #REF! | 1800000 | 0
133 | 108 | SOTC134 | Automatic Smoke Detection System | Job | 1425000 | 1 | 1207627.1186 | 1425000 | 1 | 1425000 | 0 | 0 |  | 0 |  | 0 | 0 | 0 | 1 | 1425000 | 1 | 1425000 | 1 | Job | #REF! | #REF! | 0 | 0
134 | 109 | SOTC135 | Automatic Fire Alarm System | Job | 1400000 | 1 | 1186440.678 | 1400000 | 1 | 1400000 | 0 | 0 |  | 0 |  | 0 | 0 | 0 | 1 | 1400000 | 1 | 1400000 | 1 | Job | #REF! | #REF! | 0 | 0
135 | 219 | SOTC136 | Supply & Fixing of 4.5Kg, CO2 Type Fire Extinguisher. | Nos | 27000 | 6 | 22881.3559 | 162000 | 6 | 162000 | 0 | 0 |  | 0 |  | 0 | 0 | 0 | 6 | 162000 | 6 | 162000 | 6 | Nos | #REF! | #REF! | 0 | 0
136 | 110 | SOTC137 | Supply and fixing of ABC stored pressure squeeze grip type fire extinguishers, 9 kg capacity. | Nos | 16000 | 6 | 13559.322 | 96000 | 6 | 96000 | 0 | 0 |  | 0 |  | 0 | 0 | 0 | 6 | 96000 | 6 | 96000 | 6 | Nos | #REF! | #REF! | 0 | 0
137 | 111 | SOTC138 | Supply and fixing of ABC Powder MAP 4 Kg Fire extinguisher | Nos | 11000 | 10 | 9322.0339 | 110000 | 10 | 110000 | 0 | 0 |  | 0 |  | 0 | 0 | 0 | 10 | 110000 | 10 | 110000 | 10 | Nos | #REF! | #REF! | 0 | 0
138 | 112 | SOTC139 | Supply and fixing of 2 Kg Fire extinguisher Clean Agent | Nos | 22500 | 10 | 19067.7966 | 225000 | 10 | 225000 | 0 | 0 |  | 0 |  | 0 | 0 | 0 | 10 | 225000 | 10 | 225000 | 10 | Nos | #REF! | #REF! | 0 | 0
139 | 113 | SOTC140 | Supply and fixing of Escape signage boards in Rigid Photo luminescent based glow | Nos | 2000 | 150 | 1694.9153 | 300000 | 150 | 300000 | 0 | 0 |  | 0 |  | 0 | 0 | 0 | 150 | 300000 | 150 | 300000 | 150 | Nos | #REF! | #REF! | 0 | 0
140 | 220 | SOTC141 | Supply & Fixing of Powder Coated Fire Rated doors. | Sqm | 29000 | 6 | 24576.2712 | 174000 | 3 | 87000 | 0 | 87000 |  | 0 |  | 0 | 0 | 0 | 6 | 174000 | 3 | 87000 | 6 | Sqm | #REF! | #REF! | 0 | 87000
141 | 221 | SOTC142 | Telephone & EPABX System | Job | 1000000 | 1 | 847457.6271 | 1000000 | 1 | 1000000 | 0 | 0 |  | 0 |  | 0 | 0 | 0 | 1 | 1000000 | 1 | 1000000 | 1 | Job | #REF! | #REF! | 0 | 0
142 | 114 | SOTC143 | Local Area Network (LAN) System | Job | 1250000 | 1 | 1059322.0339 | 1250000 | 1 | 1250000 | 0 | 0 |  | 0 |  | 0 | 0 | 0 | 1 | 1250000 | 1 | 1250000 | 1 | Job | #REF! | #REF! | 0 | 0
143 | 115 | SOTC144 | Biometric Access Control System | Nos | 300000 | 2 | 254237.2881 | 600000 | 3 | 900000 | 300000 | 0 |  | 0 |  | 0 | 0 | 0 | 2 | 600000 | 3 | 900000 | 2 | Nos | #REF! | #REF! | 300000 | 0
144 | 116 | SOTC145 | Dismantling, clearing away and carefully stacking useful materials for re-use and disposal of unserviceable materials with 100m lead as directed by Engineer-in-Charge duly taking actual premeasurements before dismantling including all charges complete (Reinforced cement concrete) | Cum | 5400 | 10 | 4576.2712 | 54000 | 5.95 | 32130 | 0 | 21870 |  | 0 |  | 0 | 0 | 0 | 10 | 54000 | 5.95 | 32130 | 5.95 | Cum | #REF! | #REF! | 0 | 21870
145 | 117 | SOTC146 | Dismantling, clearing away and carefully stacking useful materials for re-use and disposal of unserviceable materials with 100m lead as directed by Engineer-in-Charge duly taking actual premeasurements before dismantling including all charges complete (Unreinforced cement concrete) | Cum | 4500 | 1.5 | 3813.5593 | 6750 | 49.43 | 222435 | 215685 | 0 |  | 0 |  | 0 | 0 | 0 | 1.5 | 6750 | 49.43 | 222435 | 49.43 | Cum | #REF! | #REF! | 215685 | 0
146 | 118 | SOTC147 | Dismantling, clearing away and carefully stacking useful materials for re-use and disposal of unserviceable materials with 100m lead as directed by Engineer-in-Charge duly taking actual premeasurements before dismantling including all charges complete (Brick Masonary) | Cum | 900 | 118 | 762.7119 | 106200 | 145.42 | 130878 | 24678 | 0 |  | 0 |  | 0 | 0 | 0 | 118 | 106200 | 145.42 | 130878 | 137.4 | Cum | #REF! | #REF! | 24678 | 0
147 | 119 | SOTC148 | Dismantling, clearing away and carefully stacking useful materials for re-use and disposal of unserviceable materials with 100m lead as directed by Engineer-in-Charge duly taking actual premeasurements before dismantling including all charges complete (Kadapa slabs or shahabad stone slabs on sand bed) | Sqm | 630 | 25 | 533.8983 | 15750 | 659.93 | 415755.9 | 400005.9 | 0 |  | 0 |  | 0 | 0 | 0 | 25 | 15750 | 659.93 | 415755.9 | 268.82 | Sqm | #REF! | #REF! | 400005.9 | 0
148 | 120 | SOTC149 | Dismantling doors, windows and clear storey windows, Ventilators etc., (wood or steel) shutters including Chowkhats, architraves,hold fasts and other attachments etc., and stacking them within 100m lead including charge etc., complete for finished item of work. (Not exceeding 3 sqm in area) | Nos | 1800 | 57 | 1525.4237 | 102600 | 203 | 365400 | 262800 | 0 |  | 0 |  | 0 | 0 | 0 | 57 | 102600 | 203 | 365400 | 203 | Nos | #REF! | #REF! | 262800 | 0
149 | 121 | SOTC150 | Conveyance of un-useful excavated earth to a distance of 16 KM for disposal including hire charges of T and P, labour charges etc., complete for finished item of work. | Cum | 900 | 250 | 762.7119 | 225000 | 299.78 | 269802 | 44802 | 0 |  | 0 |  | 0 | 0 | 0 | 250 | 225000 | 299.78 | 269802 | 461.6 | Cum | #REF! | #REF! | 44802 | 0
150 | 122 | SOTC151 | RCC M 25 grade design mix (For lintels) | Cum | 18900 | 3 | 16016.9492 | 56700 | 3.02 | 57078 | 378 | 0 |  | 0 |  | 0 | 0 | 0 | 3 | 56700 | 3.02 | 57078 | 2.092 | Cum | #REF! | #REF! | 378 | 0
151 | 123 | SOTC152 | RCC M 20 grade design mix (50mm thick platforms) | Sqm | 1170 | 12 | 991.5254 | 14040 | 0 | 0 | 0 | 14040 |  | 0 |  | 0 | 0 | 0 | 12 | 14040 | 0 | 0 | 0 | Sqm | #REF! | #REF! | 0 | 14040
152 | 124 | SOTC153 | RCC M 20 grade design mix (25 mm thick Shelves) | Sqm | 900 | 12 | 762.7119 | 10800 | 0 | 0 | 0 | 10800 |  | 0 |  | 0 | 0 | 0 | 12 | 10800 | 0 | 0 | 0 | Sqm | #REF! | #REF! | 0 | 10800
153 | 125 | SOTC154 | Brick Masonry work in CM (1:6) prop in superstructure | Cum | 15300 | 3 | 12966.1017 | 45900 | 106.62 | 1631286 | 1585386 | 0 |  | 0 |  | 0 | 0 | 0 | 3 | 45900 | 106.62 | 1631286 | 78.23 | Cum | #REF! | #REF! | 1585386 | 0
154 | 126 | SOTC155 | Reinforced Masonry for partition walls (100 mm thick) in CM (1:4) | Sqm | 2700 | 500 | 2288.1356 | 1350000 | 385.65 | 1041255 | 0 | 308745 |  | 0 |  | 0 | 0 | 0 | 500 | 1350000 | 385.65 | 1041255 | 348.01 | Sqm | #REF! | #REF! | 0 | 308745
155 | 127 | SOTC156 | PCC (1:3:6) nominal mix using 20mm size graded m/c (For bed blocks and hold fasts) (OTs screed) | Cum | 9000 | 1.5 | 7627.1186 | 13500 | 0 | 0 | 0 | 13500 |  | 0 |  | 0 | 0 | 0 | 1.5 | 13500 | 0 | 0 | 28.01 | Cum | #REF! | #REF! | 0 | 13500
156 | 128 | SOTC157 | Filling with light weight concrete in Cement Concrete (1:5:10) proportion using brick jelly for low roofs | Cum | 7200 | 23 | 6101.6949 | 165600 | 16.062 | 115646.4 | 0 | 49953.6 |  | 0 |  | 0 | 0 | 0 | 23 | 165600 | 16.062 | 115646.4 | 16.062 | Cum | #REF! | #REF! | 0 | 49953.6
157 | 129 | SOTC158 | Thermo Mechanically Treated (Fe -500/500D/550D) for RCC works | MT | 126000 | 1.25 | 106779.661 | 157500 | 0.732 | 92232 | 0 | 65268 |  | 0 |  | 0 | 0 | 0 | 1.25 | 157500 | 0.732 | 92232 | 0.521 | MT | #REF! | #REF! | 0 | 65268
158 | 130 | SOTC159 | Plastering 12mm thick in two coats with base coat of 8mm thick in CM (1:6) and top coat of 4mm thick in CM (1:4). for Internal walls. | Sqm | 1224 | 1600 | 1037.2881 | 1958400 | 2046.48 | 2504891.52 | 546491.52 | 0 |  | 0 |  | 0 | 0 | 0 | 1600 | 1958400 | 2046.48 | 2504891.52 | 1696.98 | Sqm | #REF! | #REF! | 546491.52 | 0
159 | 131 | SOTC160 | Impervious coat to exposed RCC roof slab surfaces (APSS No. 901 and 903) For Toilets | Sqm | 360 | 77.78 | 305.0847 | 28000.8 | 41 | 14760 | 0 | 13240.8 |  | 0 |  | 0 | 0 | 0 | 77.78 | 28000.8 | 41 | 14760 | 41 | Sqm | #REF! | #REF! | 0 | 13240.8
160 | 222 | SOTC161 | Providing and applying Wall putty of White Cement or Polymer or Cement based of average 1 to 2 mm thickness over plastered surface to prepare the surface even and smooth after thoroughly brushing the surface to remove all dirt and remains of loose powdered materials, applying emery paper, Sand the surface, clean & wipe off loose dust, applying knifing paste filler by putty knife / muslin pad, air dry for 2 - 3 | Sqm | 270 | 4447 | 228.8136 | 1200690 | 1725.27 | 465822.9 | 0 | 734867.1 |  | 0 |  | 0 | 0 | 0 | 4447 | 1200690 | 1725.27 | 465822.9 | 1475.27 | Sqm | #REF! | #REF! | 0 | 734867.1
161 | 132 | SOTC162 | Flooring with non-skid full body ceramic floor tiles | Sqm | 1710 | 85 | 1449.1525 | 145350 | 93.41 | 159731.1 | 14381.1 | 0 |  | 0 |  | 0 | 0 | 0 | 85 | 145350 | 93.41 | 159731.1 | 91.23 | Sqm | #REF! | #REF! | 14381.1 | 0
162 | 133 | SOTC163 | Dadooing to walls with glazed full body Porcelain wall tiles | Sqm | 1440 | 225 | 1220.339 | 324000 | 372.89 | 536961.6 | 212961.6 | 0 |  | 0 |  | 0 | 0 | 0 | 225 | 324000 | 372.89 | 536961.6 | 372.9 | Sqm | #REF! | #REF! | 212961.6 | 0
163 | 134 | SOTC164 | Dadooing to walls with glazed full body Ceramic tiles | Sqm | 1440 | 350 | 1220.339 | 504000 | 257.35 | 370584 | 0 | 133416 |  | 0 |  | 0 | 0 | 0 | 350 | 504000 | 257.35 | 370584 | 437.572 | Sqm | #REF! | #REF! | 0 | 133416
164 | 135 | SOTC165 | Painting one coat water based cement primer of interior grade I and two coats of acrylic emulsion paint for ceiling and Walls | Sqm | 360 | 4447 | 305.0847 | 1600920 | 1306.68 | 470404.8 | 0 | 1130515.2 |  | 0 |  | 0 | 0 | 0 | 4447 | 1600920 | 1306.68 | 470404.8 | 2923.629 | Sqm | #REF! | #REF! | 0 | 1130515.2
165 | 136 | SOTC166 | Painting to new wood work | Sqm | 360 | 313 | 305.0847 | 112680 | 60 | 21600 | 0 | 91080 |  | 0 |  | 0 | 0 | 0 | 313 | 112680 | 60 | 21600 | 0 | Sqm | #REF! | #REF! | 0 | 91080
166 | 137 | SOTC167 | Painting to new iron work | Sqm | 270 | 88 | 228.8136 | 23760 | 120.4 | 32508 | 8748 | 0 |  | 0 |  | 0 | 0 | 0 | 88 | 23760 | 120.4 | 32508 | 93.181 | Sqm | #REF! | #REF! | 8748 | 0
167 | 138 | SOTC168 | Two shutter cupboards | Sqm | 9000 | 100 | 7627.1186 | 900000 | 0 | 0 | 0 | 900000 |  | 0 |  | 0 | 0 | 0 | 100 | 900000 | 0 | 0 | 0 | Sqm | #REF! | #REF! | 0 | 900000
168 | 139 | SOTC169 | UPVC Fixed Louvered Ventilator | Sqm | 12000 | 7 | 10169.4915 | 84000 | 15.73 | 188760 | 104760 | 0 |  | 0 |  | 0 | 0 | 0 | 7 | 84000 | 15.73 | 188760 | 13.56 | Sqm | #REF! | #REF! | 104760 | 0
169 | 140 | SOTC170 | UPVC 3 track Sliding Windows | Sqm | 9000 | 15 | 7627.1186 | 135000 | 43.12 | 388080 | 253080 | 0 |  | 0 |  | 0 | 0 | 0 | 15 | 135000 | 43.12 | 388080 | 36.044 | Sqm | #REF! | #REF! | 253080 | 0
170 | 141 | SOTC171 | MS Grills to Windows | Sqm | 1800 | 150 | 1525.4237 | 270000 | 120.4 | 216720 | 0 | 53280 |  | 0 |  | 0 | 0 | 0 | 150 | 270000 | 120.4 | 216720 | 69.02 | Sqm | #REF! | #REF! | 0 | 53280
171 | 142 | SOTC172 | Flooring with 16 to 18 mm thick high polished granite stone slabs black colour for platforms (S.S.701 and special) | Sqm | 6300 | 50 | 5338.9831 | 315000 | 0 | 0 | 0 | 315000 |  | 0 |  | 0 | 0 | 0 | 50 | 315000 | 0 | 0 | 88.92 | Sqm | #REF! | #REF! | 0 | 315000
172 | 143 | SOTC173 | Doors as per approved drawings with medium teak wood frame (1500mm x 2600mm) | Sqm | 6300 | 50 | 5338.9831 | 315000 | 14.16 | 89208 | 0 | 225792 |  | 0 |  | 0 | 0 | 0 | 50 | 315000 | 14.16 | 89208 | 0 | Sqm | #REF! | #REF! | 0 | 225792
173 | 144 | SOTC174 | Doors as per approved drawings with medium teak wood frame (1000mm x 2100mm) | Sqm | 7400 | 45 | 6271.1864 | 333000 | 8.98 | 66452 | 0 | 266548 |  | 0 |  | 0 | 0 | 0 | 45 | 333000 | 8.98 | 66452 | 0 | Sqm | #REF! | #REF! | 0 | 266548
174 | 145 | SOTC175 | Doors Shutters WPC(800mm x 2100mm) | Sqm | 5400 | 40 | 4576.2712 | 216000 | 31.79 | 171666 | 0 | 44334 |  | 0 |  | 0 | 0 | 0 | 40 | 216000 | 31.79 | 171666 | 42.607 | Sqm | #REF! | #REF! | 0 | 44334
175 | 146 | SOTC176 | Scientific Doors with metal door frames and door shutters made of galvanize steel | Sqm | 18000 | 45 | 15254.2373 | 810000 | 78.72 | 1416960 | 606960 | 0 |  | 0 |  | 0 | 0 | 0 | 45 | 810000 | 78.72 | 1416960 | 93.7 | Sqm | #REF! | #REF! | 606960 | 0
176 | 147 | SOTC177 | False ceiling as per Technical specification | Sqm | 1800 | 1400 | 1525.4237 | 2520000 | 825.4 | 1485720 | 0 | 1034280 |  | 0 |  | 0 | 0 | 0 | 1400 | 2520000 | 825.4 | 1485720 | 1042.452 | Sqm | #REF! | #REF! | 0 | 1034280
177 | 148 | SOTC178 | Vinyl flooring | Sqm | 3000 | 500 | 2542.3729 | 1500000 | 691 | 2073000 | 573000 | 0 |  | 0 |  | 0 | 0 | 0 | 500 | 1500000 | 691 | 2073000 | 672.5 | Sqm | #REF! | #REF! | 573000 | 0
178 | 149 | SOTC179 | Impervious coat to exposed RCC roof slab surfacesof 20mm thick (APSS No. 901 and 903) | Sqm | 1260 | 350 | 1067.7966 | 441000 | 0 | 0 | 0 | 441000 |  | 0 |  | 0 | 0 | 0 | 350 | 441000 | 0 | 0 | 0 | Sqm | #REF! | #REF! | 0 | 441000
179 | 233 | SOTC180 | Fixed Glass Window – 1200 x 1200 | Sqm | 5400 | 53.55 | 4576.2712 | 289170 | 60.51 | 326754 | 37584 | 0 |  | 0 |  | 0 | 0 | 0 | 53.55 | 289170 | 60.51 | 326754 | 57.254 | Sqm | #REF! | #REF! | 37584 | 0
180 | 223 | SOTC181 | Grouting the holes with neat cement slurry of 20mm dia with all required accessories of all materials etc., including cost & Conveyance of all labour Charges etc., complete finished item of work (*As per SSR2021-22 of S.NO:-8) | Nos | 180 | 500 | 152.5424 | 90000 | 0 | 0 | 0 | 90000 |  | 0 |  | 0 | 0 | 0 | 500 | 90000 | 0 | 0 | 0 | Nos | #REF! | #REF! | 0 | 90000
181 | 224 | SOTC182 | Pressure grouting the drilled holes with neat cement slurry or with approved grout admixture using pump - excluding cost of drilling holes after fixing nozzles as technical specification approved by the department etc., including cost & Conveyance of all labour charges etc., complete finished item of work | Nos | 630 | 500 | 533.8983 | 315000 | 1084 | 682920 | 367920 | 0 |  | 0 |  | 0 | 0 | 0 | 500 | 315000 | 1084 | 682920 | 1049 | Nos | #REF! | #REF! | 367920 | 0
182 | 234 | SOTC183 | Supply and fabricating,erecting and fixing inposition trusses of approved design with structural steel other than MS. | Kgs | 180 | 6500 | 152.5424 | 1170000 | 6500 | 1170000 | 0 | 0 |  | 0 |  | 0 | 0 | 0 | 6500 | 1170000 | 6500 | 1170000 | 6500 | Kgs | #REF! | #REF! | 0 | 0
183 | 150 | SOTC184 | Supply and fixing of pre painted Galvalume Trapezoidal Profile Roofing with 0.50mm Thickness. | Sqm | 1080 | 65 | 915.2542 | 70200 | 65 | 70200 | 0 | 0 |  | 0 |  | 0 | 0 | 0 | 65 | 70200 | 65 | 70200 | 65 | Sqm | #REF! | #REF! | 0 | 0
184 | 225 | SOTC185 | 4" (101.6mm) multi floor trap with jali - UPVC/SWR | Nos | 270 | 25 | 228.8136 | 6750 | 44 | 11880 | 5130 | 0 |  | 0 |  | 0 | 0 | 0 | 25 | 6750 | 44 | 11880 | 24 | Nos | #REF! | #REF! | 5130 | 0
185 | 151 | SOTC186 | 580mm x 440mm long Orissa pan white glazed Water Closet | Nos | 5400 | 4 | 4576.2712 | 21600 | 4 | 21600 | 0 | 0 |  | 0 |  | 0 | 0 | 0 | 4 | 21600 | 4 | 21600 | 4 | Nos | #REF! | #REF! | 0 | 0
186 | 152 | SOTC187 | European Water Closet of 1st quality | Nos | 6300 | 9 | 5338.9831 | 56700 | 9 | 56700 | 0 | 0 |  | 0 |  | 0 | 0 | 0 | 9 | 56700 | 9 | 56700 | 9 | Nos | #REF! | #REF! | 0 | 0
187 | 153 | SOTC188 | Indian make Flat Back Wash Hand Basin 1st quality | Nos | 3600 | 16 | 3050.8475 | 57600 | 15 | 54000 | 0 | 3600 |  | 0 |  | 0 | 0 | 0 | 16 | 57600 | 15 | 54000 | 16 | Nos | #REF! | #REF! | 0 | 3600
188 | 154 | SOTC189 | CP finish brass soap dish | Nos | 1100 | 21 | 932.2034 | 23100 | 21 | 23100 | 0 | 0 |  | 0 |  | 0 | 0 | 0 | 21 | 23100 | 21 | 23100 | 22 | Nos | #REF! | #REF! | 0 | 0
189 | 155 | SOTC190 | TV shape mirror with plastic frame of size 609.6mm x 457.2mm | Nos | 630 | 25 | 533.8983 | 15750 | 15 | 9450 | 0 | 6300 |  | 0 |  | 0 | 0 | 0 | 25 | 15750 | 15 | 9450 | 16 | Nos | #REF! | #REF! | 0 | 6300
190 | 156 | SOTC191 | 25.4mm dia , 609.6mm long aluminium anodized towel rods | Nos | 540 | 36 | 457.6271 | 19440 | 21 | 11340 | 0 | 8100 |  | 0 |  | 0 | 0 | 0 | 36 | 19440 | 21 | 11340 | 23 | Nos | #REF! | #REF! | 0 | 8100
191 | 156 | SOTC192 | 15 mm brass body CP finish bib tap of not less than 300 grams weight | Nos | 540 | 25 | 457.6271 | 13500 | 14 | 7560 | 0 | 5940 |  | 0 |  | 0 | 0 | 0 | 25 | 13500 | 14 | 7560 | 15 | Nos | #REF! | #REF! | 0 | 5940
192 | 158 | SOTC193 | Self Closing Tap - Push Type | Nos | 720 | 25 | 610.1695 | 18000 | 15 | 10800 | 0 | 7200 |  | 0 |  | 0 | 0 | 0 | 25 | 18000 | 15 | 10800 | 16 | Nos | #REF! | #REF! | 0 | 7200
193 | 159 | SOTC194 | Chromium plated finish brass body quarter turn Bibcock cum Health Faucet | Nos | 3600 | 12 | 3050.8475 | 43200 | 24 | 86400 | 43200 | 0 |  | 0 |  | 0 | 0 | 0 | 12 | 43200 | 24 | 86400 | 9 | Nos | #REF! | #REF! | 43200 | 0
194 | 160 | SOTC195 | Ashirvad/ Ajay/ Astral Flowguard or equivalent CPVC Pipes and Fittings - 15.90mm OD pipe | Rmt | 270 | 55 | 228.8136 | 14850 | 103.08 | 27831.6 | 12981.6 | 0 |  | 0 |  | 0 | 0 | 0 | 55 | 14850 | 103.08 | 27831.6 | 55 | Rmt | #REF! | #REF! | 12981.6 | 0
195 | 161 | SOTC196 | Ashirvad/Ajay/Astral Flowguard or equivalent CPVC Pipes and Fittings - 22.20mm OD pipe | Rmt | 360 | 115 | 305.0847 | 41400 | 123.53 | 44470.8 | 3070.8 | 0 |  | 0 |  | 0 | 0 | 0 | 115 | 41400 | 123.53 | 44470.8 | 115 | Rmt | #REF! | #REF! | 3070.8 | 0
196 | 162 | SOTC197 | Ashirvad/ Ajay/ Astral Flowguard or equivalent CPVC Pipes and Fittings -28.60mm OD pipe | Rmt | 450 | 143 | 381.3559 | 64350 | 110 | 49500 | 0 | 14850 |  | 0 |  | 0 | 0 | 0 | 143 | 64350 | 110 | 49500 | 143 | Rmt | #REF! | #REF! | 0 | 14850
197 | 163 | SOTC198 | Bronze Gate/ Globe valve - 25mm Nominal bore | Nos | 1440 | 15 | 1220.339 | 21600 | 20 | 28800 | 7200 | 0 |  | 0 |  | 0 | 0 | 0 | 15 | 21600 | 20 | 28800 | 15 | Nos | #REF! | #REF! | 7200 | 0
198 | 164 | SOTC199 | SWR PVC pipes (Prince/ Sudhakar/ Kisan/ Supreme or any ISI brand) 4 Kg/Sq.cm. - 75mmdia | Rmt | 450 | 145 | 381.3559 | 65250 | 80 | 36000 | 0 | 29250 |  | 0 |  | 0 | 0 | 0 | 145 | 65250 | 80 | 36000 | 145 | Rmt | #REF! | #REF! | 0 | 29250
199 | 165 | SOTC200 | SWR PVC pipes (Prince/ Sudhakar/ Kisan/ Supreme or any ISI brand) 4 Kg/Sq.cm. -110mmdia | Rmt | 540 | 145 | 457.6271 | 78300 | 65 | 35100 | 0 | 43200 |  | 0 |  | 0 | 0 | 0 | 145 | 78300 | 65 | 35100 | 145 | Rmt | #REF! | #REF! | 0 | 43200
200 | 226 | SOTC201 | Supplying and fixing15 mm nominal size 152.0 mm CP finish iron body shower rose 1st quality including cost and conveyance of all materials, labour charges , overheads & contractors profit for finished item of work in all floors. | Nos | 630 | 5 | 533.8983 | 3150 | 6 | 3780 | 630 | 0 |  | 0 |  | 0 | 0 | 0 | 5 | 3150 | 6 | 3780 | 7 | Nos | #REF! | #REF! | 630 | 0
201 | 166 | SOTC202 | Supply and Fixing of white glazed flat back bowl urinals | Nos | 2700 | 4 | 2288.1356 | 10800 | 0 | 0 | 0 | 10800 |  | 0 |  | 0 | 0 | 0 | 4 | 10800 | 0 | 0 | 4 | Nos | #REF! | #REF! | 0 | 10800
202 | 227 | SOTC203 | Supply and fixing of 16mm to 20 mm thick ploished marbles slab partitions of size 4'0"*2'0" | Nos | 3600 | 10 | 3050.8475 | 36000 | 0 | 0 | 0 | 36000 |  | 0 |  | 0 | 0 | 0 | 10 | 36000 | 0 | 0 | 0 | Nos | #REF! | #REF! | 0 | 36000
203 | 167 | SOTC204 | 28 mm dia. and 0.90 mm thick Copper Pipe Lines for Main lines | Rmt | 1750 | 700 | 1483.0508 | 1225000 | 832 | 1456000 | 231000 | 0 |  | 0 |  | 0 | 0 | 0 | 700 | 1225000 | 832 | 1456000 | 832 | Rmt | #REF! | #REF! | 231000 | 0
204 | 168 | SOTC205 | 42 mm dia. and 1.20 mm thick Copper Pipe Lines for Main lines | Rmt | 2250 | 200 | 1906.7797 | 450000 | 226 | 508500 | 58500 | 0 |  | 0 |  | 0 | 0 | 0 | 200 | 450000 | 226 | 508500 | 226 | Rmt | #REF! | #REF! | 58500 | 0
205 | 169 | SOTC206 | 54 mm dia. and 1.20 mm thick Copper Pipe Lines for Main lines | Rmt | 2950 | 550 | 2500 | 1622500 | 550 | 1622500 | 0 | 0 |  | 0 |  | 0 | 0 | 0 | 550 | 1622500 | 550 | 1622500 | 550 | Rmt | #REF! | #REF! | 0 | 0
206 | 170 | SOTC207 | 12 mm dia. and 0.70 mm thick Copper Pipe Lines for distribution lines | Rmt | 650 | 320 | 550.8475 | 208000 | 591 | 384150 | 176150 | 0 |  | 0 |  | 0 | 0 | 0 | 320 | 208000 | 591 | 384150 | 591 | Rmt | #REF! | #REF! | 176150 | 0
207 | 171 | SOTC208 | 15 mm dia. and 0.90 mm thick Copper Pipe Lines for distribution lines | Rmt | 950 | 525 | 805.0847 | 498750 | 838 | 796100 | 297350 | 0 |  | 0 |  | 0 | 0 | 0 | 525 | 498750 | 838 | 796100 | 838 | Rmt | #REF! | #REF! | 297350 | 0
208 | 172 | SOTC209 | 22 mm dia. and 0.90 mm thick Copper Pipe Lines for distribution lines | Rmt | 1450 | 530 | 1228.8136 | 768500 | 636 | 922200 | 153700 | 0 |  | 0 |  | 0 | 0 | 0 | 530 | 768500 | 636 | 922200 | 636 | Rmt | #REF! | #REF! | 153700 | 0
209 | 228 | SOTC210 | 15 mm (1/2") Isolation Valves | Nos | 1500 | 40 | 1271.1864 | 60000 | 35 | 52500 | 0 | 7500 |  | 0 |  | 0 | 0 | 0 | 40 | 60000 | 35 | 52500 | 35 | Nos | #REF! | #REF! | 0 | 7500
210 | 229 | SOTC211 | 22 mm (3/4") Isolation Valves | Nos | 2500 | 15 | 2118.6441 | 37500 | 13 | 32500 | 0 | 5000 |  | 0 |  | 0 | 0 | 0 | 15 | 37500 | 13 | 32500 | 13 | Nos | #REF! | #REF! | 0 | 5000
211 | 173 | SOTC212 | 28 mm Isolation Valves | Nos | 3500 | 3 | 2966.1017 | 10500 | 7 | 24500 | 14000 | 0 | 2 | 7000 | 2 | 7000 | 0 | 0 | 5 | 17500 | 9 | 31500 | 9 | Nos | #REF! | #REF! | 14000 | 0
212 | 174 | SOTC213 | 42 mm Isolation Valves | Nos | 4500 | 2 | 3813.5593 | 9000 | 2 | 9000 | 0 | 0 | 3 | 13500 | 2 | 9000 | 0 | 4500 | 5 | 22500 | 4 | 18000 | 4 | Nos | #REF! | #REF! | 0 | 4500
213 | 175 | SOTC214 | 54 mm Isolation Valves | Nos | 5500 | 2 | 4661.0169 | 11000 | 5 | 27500 | 16500 | 0 | 1 | 5500 | 1 | 5500 | 0 | 0 | 3 | 16500 | 6 | 33000 | 6 | Nos | #REF! | #REF! | 16500 | 0
214 | 176 | SOTC215 | Gas Outlet Points with probes for Oxygen with S Brackets | Nos | 2850 | 189 | 2415.2542 | 538650 | 231 | 658350 | 119700 | 0 |  | 0 |  | 0 | 0 | 0 | 189 | 538650 | 231 | 658350 | 231 | Nos | #REF! | #REF! | 119700 | 0
215 | 177 | SOTC216 | 2 Gas Digital Area Alarm Panels | Nos | 25000 | 2 | 21186.4407 | 50000 | 0 | 0 | 0 | 50000 |  | 0 |  | 0 | 0 | 0 | 2 | 50000 | 0 | 0 | 0 | Nos | #REF! | #REF! | 0 | 50000
216 | 178 | SOTC217 | 3 Gas Digital Area Alarm Panels | Nos | 30000 | 4 | 25423.7288 | 120000 | 5 | 150000 | 30000 | 0 |  | 0 |  | 0 | 0 | 0 | 4 | 120000 | 5 | 150000 | 5 | Nos | #REF! | #REF! | 30000 | 0
217 | 179 | SOTC218 | 5 Gas Digital Area Alarm Panels | Nos | 40000 | 5 | 33898.3051 | 200000 | 0 | 0 | 0 | 200000 | 1 | 40000 | 0 | 0 | 0 | 40000 | 6 | 240000 | 0 | 0 | 0 | Nos | #REF! | #REF! | 0 | 240000
218 | 180 | SOTC219 | Master Digital Alarm Panels | Nos | 50000 | 1 | 42372.8814 | 50000 | 1 | 50000 | 0 | 0 |  | 0 |  | 0 | 0 | 0 | 1 | 50000 | 1 | 50000 | 1 | Nos | #REF! | #REF! | 0 | 0
219 | 181 | SOTC220 | BPC Flow meter with Humidifier bottle and L adapter | Nos | 2250 | 27 | 1906.7797 | 60750 | 43 | 96750 | 36000 | 0 |  | 0 |  | 0 | 0 | 0 | 27 | 60750 | 43 | 96750 | 43 | Nos | #REF! | #REF! | 36000 | 0
220 | 182 | SOTC221 | L Type Adapter for Oxygen Flow meters | Nos | 1250 | 27 | 1059.322 | 33750 | 27 | 33750 | 0 | 0 |  | 0 |  | 0 | 0 | 0 | 27 | 33750 | 27 | 33750 | 27 | Nos | #REF! | #REF! | 0 | 0
221 | 183 | SOTC222 | Kit for conversion of Oxygen | Nos | 1650 | 27 | 1398.3051 | 44550 | 18 | 29700 | 0 | 14850 |  | 0 |  | 0 | 0 | 0 | 27 | 44550 | 18 | 29700 | 18 | Nos | #REF! | #REF! | 0 | 14850
222 | 184 | SOTC223 | Suction Jars of 600 ml capacity | Nos | 3450 | 27 | 2923.7288 | 93150 | 37 | 127650 | 34500 | 0 |  | 0 |  | 0 | 0 | 0 | 27 | 93150 | 37 | 127650 | 37 | Nos | #REF! | #REF! | 34500 | 0
223 | 185 | SOTC224 | Adapters for Vacuum | Nos | 750 | 27 | 635.5932 | 20250 | 27 | 20250 | 0 | 0 |  | 0 |  | 0 | 0 | 0 | 27 | 20250 | 27 | 20250 | 27 | Nos | #REF! | #REF! | 0 | 0
224 | 186 | SOTC225 | Adapters for Air | Nos | 750 | 27 | 635.5932 | 20250 | 27 | 20250 | 0 | 0 |  | 0 |  | 0 | 0 | 0 | 27 | 20250 | 27 | 20250 | 27 | Nos | #REF! | #REF! | 0 | 0
225 | 187 | SOTC226 | Adapters for Nitrous Oxide | Nos | 750 | 15 | 635.5932 | 11250 | 15 | 11250 | 0 | 0 |  | 0 |  | 0 | 0 | 0 | 15 | 11250 | 15 | 11250 | 15 | Nos | #REF! | #REF! | 0 | 0
226 | 188 | SOTC227 | Vacuum Tube | Nos | 550 | 27 | 466.1017 | 14850 | 32 | 17600 | 2750 | 0 | 58 | 31900 | 5 | 2750 | 0 | 29150 | 85 | 46750 | 37 | 20350 | 32 | Nos | #REF! | #REF! | 0 | 26400
227 | 189 | SOTC228 | Bed Head wall panel horizontal 1500 mm long single railing | Nos | 35000 | 27 | 29661.0169 | 945000 | 31 | 1085000 | 140000 | 0 |  | 0 |  | 0 | 0 | 0 | 27 | 945000 | 31 | 1085000 | 31 | Nos | #REF! | #REF! | 140000 | 0
228 | 190 | SOTC229 | Valve box -2 services | Nos | 9500 | 1 | 8050.8475 | 9500 | 0 | 0 | 0 | 9500 |  | 0 |  | 0 | 0 | 0 | 1 | 9500 | 0 | 0 | 0 | Nos | #REF! | #REF! | 0 | 9500
229 | 191 | SOTC230 | Valve box -3 services | Nos | 14500 | 3 | 12288.1356 | 43500 | 5 | 72500 | 29000 | 0 |  | 0 |  | 0 | 0 | 0 | 3 | 43500 | 5 | 72500 | 5 | Nos | #REF! | #REF! | 29000 | 0
230 | 192 | SOTC231 | Valve box -6 services | Nos | 22500 | 1 | 19067.7966 | 22500 | 2 | 45000 | 22500 | 0 | 5 | 112500 | 5 | 112500 | 0 | 0 | 6 | 135000 | 7 | 157500 | 7 | Nos | #REF! | #REF! | 22500 | 0
231 | 193 | SOTC232 | 4 + 4 size of CO2 manifold System | Job | 40000 | 1 | 33898.3051 | 40000 | 1 | 40000 | 0 | 0 | 1 | 40000 | 1 | 40000 | 0 | 0 | 2 | 80000 | 2 | 80000 | 1 | Job | #REF! | #REF! | 0 | 0
232 | 194 | SOTC233 | 2 cylinder emergency manifold | Job | 14500 | 1 | 12288.1356 | 14500 | 1 | 14500 | 0 | 0 | 1 | 14500 | 1 | 14500 | 0 | 0 | 2 | 29000 | 2 | 29000 | 0 | Job | #REF! | #REF! | 0 | 0
233 | 195 | SOTC234 | Fully Automatic CO2 Control System | Job | 185000 | 1 | 156779.661 | 185000 | 1 | 185000 | 0 | 0 | 1 | 185000 | 1 | 185000 | 0 | 0 | 2 | 370000 | 2 | 370000 | 1 | Job | #REF! | #REF! | 0 | 0
234 | 237 | SOTC235 | Aneste Iwata Make TFS 150 C9 Model, Compresso Two stage, Motor 15 HP & 57.18 CFM, 60 CFM Air Dryer with 2000 Ltrs Receiver Twin System (For Air4, Air7) | Job | 1895000 | 1 | 1605932.2034 | 1895000 | 1 | 1895000 | 0 | 0 |  | 0 |  | 0 | 0 | 0 | 1 | 1895000 | 1 | 1895000 | 1 | Job | #REF! | #REF! | 0 | 0
235 | 196 | SOTC236 | Supporting structure for MGPS lines with Ismb Columns, beams, MS angles, Flats and square rods | Job | 795000 | 1 | 673728.8136 | 795000 | 1 | 795000 | 0 | 0 |  | 0 |  | 0 | 0 | 0 | 1 | 795000 | 1 | 795000 | 1 | Job | #REF! | #REF! | 0 | 0
236 | 197 | SOTC237 | 2x20 Oxygen Main manifold System | Job | 95000 | 1 | 80508.4746 | 95000 | 1 | 95000 | 0 | 0 |  | 0 |  | 0 | 0 | 0 | 1 | 95000 | 1 | 95000 | 1 | Job | #REF! | #REF! | 0 | 0
237 | 198 | SOTC238 | Electrical Control Panel for MGPS | Job | 145000 | 1 | 122881.3559 | 145000 | 1 | 145000 | 0 | 0 |  | 0 |  | 0 | 0 | 0 | 1 | 145000 | 1 | 145000 | 1 | Job | #REF! | #REF! | 0 | 0
238 | 238 | SOTC239 | Vaccum system Ingersoll Rand Make Model 15V x 10 Model with 5 HP Motor with 1000 Liters Reciever, Filters, Electricals, Etc Secretion Trap and Bacteria Filter | Job | 1495000 | 2 | 1266949.1525 | 2990000 | 2 | 2990000 | 0 | 0 |  | 0 |  | 0 | 0 | 0 | 2 | 2990000 | 2 | 2990000 | 2 | Job | #REF! | #REF! | 0 | 0
239 | 235 | SOTC240 | Validation By Third Party Agency Charges per Each MOT | Each | 100000 | 4 | 84745.7627 | 400000 | 4 | 400000 | 0 | 0 |  | 0 |  | 0 | 0 | 0 | 4 | 400000 | 4 | 400000 | 4 | Each | #REF! | #REF! | 0 | 0
240 | 236 | SOTC241 | Anesthetic Gas Scavenging System (AGSS) | Job | 1213000 | 1 | 1027966.1017 | 1213000 | 1 | 1213000 | 0 | 0 |  | 0 |  | 0 | 0 | 0 | 1 | 1213000 | 1 | 1213000 | 1 | Job | #REF! | #REF! | 0 | 0
|  |  | Electrical Connections for 2 UPS | Job | 100000 | 0 |  | 0 | 0 | 0 | 0 | 0 | 1 | 100000 | 1 | 100000 | 0 | 0 | 1 | 100000 | 1 | 100000 | 2 | Job | 100000 | 200000 | 0 | 0
|  |  | Double Arm Surgical Pendants (Imported) | Nos | 1195000 | 0 |  | 0 | 0 | 0 | 0 | 0 | 6 | 7170000 | 6 | 7170000 | 0 | 0 | 6 | 7170000 | 6 | 7170000 |  |  |  |  | 0 | 0
[8 empty] | 175773220.8 |  | 176104589.32 | 15635933.52 | 15304565 |  | 39541980 |  | 36293761.95 | 0 | 3248218.05 |  | 215315200.8 |  | 212398351.27 |  |  |  |  | 15633183.52 | 18550033.05
[12 empty] | -331368.52 |  |  |  |  | 0 | 3248218.05
2916849.53
Supplemental Items
S.No |  |  | Item Description | UOM | Unit Rate (Rs.) |  |  |  | QTY | Amount (Rs.) | [10 empty] | QTY | Amount (Rs.)
1 |  |  | Under Deck Insulation | Sqm |  |  |  |  | 262.74 | 0 | [10 empty] | 262.74 | 0
2 |  |  | PCC (1:3:6) nominal mix using 20mm size graded m/c (OTs screed) | Cum |  |  |  |  | 28.01 | 0 | [10 empty] | 28.01 | 0
3 |  |  | Self Levelling Course before laying of Vinyl Flooring | Sqm |  |  |  |  | 636.23 | 0 | [10 empty] | 636.23 | 0
4 |  |  | 750 KVA Transformer OLTC for transformers with RTCC: Supply, Transportation, Installation, Testing and Commissioning of 750 KVA TRANSFORMER with all test reports. The Transformer shall be designed and manufactured as per IS:1180 OLTC with level-II with initial filling of oil as per IS 335-1993. 1000 A LT Breaker Kiosk - 01 No.The basic details of the Transformer are as under. Makes: Kirloskar / PETE / Esennar / Voltamp / Crompton / ABB / Schneider. | Nos | 5000000 |  |  |  | 1 | 5000000 | [10 empty] | 1 | 5000000
5 |  |  | Cementitious Water Proofing over the Roof Slab & Pheriperal walls of State Organ Transplantation Center Gandhi Hospital | Sqm |  |  |  |  | 4925 | 0 | [10 empty] | 4925 | 0
6 |  |  | Expansion Joint filling | Rmt | [5 empty] | 0 | [10 empty] | 0 | 0
7 |  |  | Acoustic Wall Paneling in MOTs Integration Room | Sqm |  |  |  |  | 98.22 | 0 | [10 empty] | 98.22 | 0
8 |  |  | Acoustic Ceiling Panelling in MOTs Integration Room | Sqm |  |  |  |  | 61.065 | 0 | [10 empty] | 61.065 | 0
9 |  |  | Wooden Flooring in MOTs Integration Room | Sqm |  |  |  |  | 63.96 | 0 | [10 empty] | 63.96 | 0
10 |  |  | 4 Gas Digital Alarm Panels | Nos | 30000 |  |  |  | 1 | 30000 | [10 empty] | 1 | 30000
11 |  |  | 6 Gas Digital Alarm Panels | Nos | 40000 |  |  |  | 7 | 280000 | [10 empty] | 7 | 280000
12 |  |  | Valve box 4 series | Nos | 14500 |  |  |  | 1 | 14500 | [10 empty] | 1 | 14500
13 |  |  | 4 + 4 O2 manifold system | Job | 40000 |  |  |  | 1 | 40000 | [10 empty] | 1 | 40000
14 |  |  | Fully automatic O2 control system | Job | 185000 |  |  |  | 1 | 185000 | [10 empty] | 1 | 185000
15 |  |  | PCGI Wall Panelling | Sqm |  |  |  |  | 297.52 | 0 | [10 empty] | 297.52 | 0
16 |  |  | PCGI Ceiling Paneling | Sqm |  |  |  |  | 163.08 | 0 | [10 empty] | 163.08 | 0
17 |  |  | 90 to 100% Blinds for MOTs Integration Room | Sqm |  |  |  |  | 4.59 | 0 | [10 empty] | 4.59 | 0
18 |  |  | Flooring with soluble salt porcelain vitrified tiles screen printed and polished of size 600 x 600 mm and thickness between 8 to 10mm 1st quality conforming to IS: 13711, IS: 13712, IS: 13630Parts 1 to 15 of any colour and finish in all shades and designs with borders and design as per the approved flooring pattern as directed by the Engineer-In -Charge, laying tiles using spacers of 2mm thick, set over a base coat of CM 1:8 prop. 12mm thick using screened sand over CC bed already laid or RCC roof slab, including neat cement slurry of honey like consistency spread at the rate 3.3 kgs per Sqm. and jointed neatly with white cement paste to full depth mixed with pigment of matching shade including cost and conveyance of all materials like cement, sand, water, tiles, white cement etc., to site excluding cost of C.C. bed including cost of base coat and all labour charges for mixing of cement mortar, laying tiles to required slope as directed by the Engineer- in- charge etc., and complete for finished item of work. TSSS No.701 and 707. 5th Floor at Gandhi Hospital | Sqm | 1725 |  |  |  |  | 0 | [10 empty] | 390.81 | 674147.25
19 |  |  | Providing skirting to internal walls to 10 cm height with Double charged / multi charged stain free full body porcelain vitrified tiles with double layer pigment of size 600 x 600 mm and thickness between 8-10 mm 1st quality conforming to IS:15622 - 2017, IS:13630 (Parts 1 to 15) of any colour and finish in all shades and designs, length equal to flooring tiles, set over base coat of CM(1:5) 12 mm thick using screened sand with cement slurry of honey like consistency spread at the rate of 3.30 kgs per sqm and jointing with white cement paste mixed with pigment of matching shade to full depth, including cost of all materials like tiles, cement, sand and water etc.,and overheads & contractors profit complete for finished item of work.(APSS No.701 &707) | Rmt | [5 empty] | 0 | [10 empty] | 110.925
20 |  |  | View Window with Motorised Blinds of 0.9 Mt Length & 1.23 Mt Height | Sqm | 127305 |  |  |  | 10 | 1273050 |  |  | 4 | 509220 | [6 empty] | 14 | 1782270
21 |  |  | Wall Tiles at Entrance | Sqm | [16 empty] | 113.7
22 |  |  | 2-Bay Scrub Station | Nos | [16 empty] | 1
23 |  |  | RO Port for each Bed in TICU & Post ICU | Nos | [16 empty] | 14
24 |  |  | CSSD Table in CSSD Room | Nos | [16 empty] | 1
25 |  |  | Glass Sliding Doors in TIR-2 & TIR-3 | Sqm | [16 empty] | 6.3
26 |  |  | Wall Mounted Shoe Rack | Nos | [16 empty] | 1
27 |  |  | Monitor Stand beside Bed in ICUs & TIRs | Nos | [16 empty] | 31
28 |  |  | 2 way AV communictaion in counselling room | [17 empty] | 1
29 |  |  | Writing Board in Counselling Room | [17 empty] | 1
Items Not In BOQ
1 |  |  | Under Deck Insulation |  |  | 0 | [12 empty] | 0 |  | 80 |  | 79.579 | sqm | 875 | 69631.625
2 |  |  | Screed |  |  | 0 | [12 empty] | 0 |  | 24.1 |  | 24.1 | CUM | 6722 | 162000.2
3 |  |  | Self Levelling |  |  | 0 | [12 empty] | 0 |  | 827.13 |  | 827.13 | sqm | 310 | 256410.3
4 |  |  | 4 Gas Digital Alarm Panels |  |  | 0 | [12 empty] | 0 |  | 1 |  | 1 | Nos | 30000 | 30000
5 |  |  | 6 Gas Digital Alarm Panels |  |  | 0 | [12 empty] | 0 |  | 7 |  | 7 | Nos | 40000 | 280000
6 |  |  | Valve box 4 series |  |  | 0 | [12 empty] | 0 |  | 1 |  | 1 | Job | 14500 | 14500
7 |  |  | 4 + 4 N2O manifold System |  |  | 0 | [12 empty] | 0 |  | 1 |  | 1 | Job | 40000 | 40000
8 |  |  | 4 + 4 CO2 manifold system |  |  | 0 | [12 empty] | 0 |  | 1 |  | 1 | Job | 40000 | 40000
9 |  |  | 2 cylinder emergency manifold - CO2 |  |  | 0 | [12 empty] | 0 |  | 1 |  | 1 | Job | 14500 | 14500
10 |  |  | 2 cylinder emergency manifold - N2O |  |  | 0 | [12 empty] | 0 |  | 1 |  | 1 | Job | 14500 | 14500
11 |  |  | Fully automatic N2O control system |  |  | 0 | [12 empty] | 0 |  | 1 |  | 1 | Job | 185000 | 185000
12 |  |  | Fully automatic O2 control system |  |  | 0 | [12 empty] | 0 |  | 1 |  | 1 | Job | 185000 | 185000
13 |  |  | 750 KVA Transformer OLTC for transformers with RTCC: Supply, Transportation, Installation, Testing and Commissioning of 750 KVA TRANSFORMER with all test reports. The Transformer shall be designed and manufactured as per IS:1180 OLTC with level-II with initial filling of oil as per IS 335-1993. 1000 A LT Breaker Kiosk - 01 No.The basic details of the Transformer are as under. Makes: Kirloskar / PETE / Esennar / Voltamp / Crompton / ABB / Schneider. |  |  | 0 | [12 empty] | 0 |  |  |  | 1 | Nos | 4708000 | 4708000
14 |  |  | Cementitious Water Proofing over the Roof Slab & Pheriperal walls of State Organ Transplantation Center Gandhi Hospital |  |  | 0 | [12 empty] | 0 Job |  |  |  | 1 | Job | 8000000 | 8000000
15 |  |  | vinyl flooring in non sterile corridor |  |  | 0 | [16 empty] | 265.37 |  | 2542 | 674570.54
16 |  |  | Expansion Joint
17 |  |  | PCGI Paneling | [17 empty] | 470
18 |  |  | AcousticWall Paneling | [17 empty] | 88.5
19 |  |  | Wooden Flooring | [17 empty] | 61.5
20 |  |  | Acoustic ceiling Paneling |  |  | 0 | Sqm | [11 empty] | 0 |  | 147
21 |  |  | Cladding Remove (Old Cement Mortor Plaster) |  |  | 0 | Sqm | [13 empty] | 534.3

## RE 5%
SOTC REVISED ESTIMATE
S.No | Item S.No | Item Code | Item Name |  |  | As Per Agreement (with 4 Ots) |  |  | Actual Quantities for agreement items (with 4 Ots) |  | Variation |  | Additional Sanction fot 2 Ots |  | Actual QTY for Additional 2 OTs |  | Variation |  | Total Quantity |  | As Per Work Done/To Be Done |  | Variation
|  |  |  | UOM | Unit Rate (Rs.) | QTY |  | Amount (Rs.) | QTY | Amount (Rs.) | Excess | Less | QTY | Amount (Rs.) | QTY | Amount (Rs.) | Excess | Less | QTY | Amount (Rs.) | QTY | Amount (Rs.) | Excess | Less
1 | 2 | 3 | 4 | 5 | 6 | 7 | 8 | 9 | 10 | 11 | 12 | 13 | 14 | 15 | 16 | 17 | 18 | 19 | 20 | 21 | 22 | 25 | 26 | 27
1 | 1 | SOTC001 | Stainless Steel Pre-fabricated Wall panels in MOTs1) Make: SS 304 medical grade JINDAL certified by a notified body NABL Lab.2) Not less than 50mm thick (0.80mm thick sheet on both sides).3) 41Kg/Cum density PUF, fine grain surface, treated with anti bacterial/anti fungal paint, shall be made with single sheet without any joints/welding, should be covered with a protective sheet. Certified by a notified body NABL Lab. | Sqm | 15010 | 400 | 12720.339 | 6004000 | 400 | 6004000 | 0 | 0 | 200 | 3002000 | 166.66 | 2501566.6 | 0 | 500433.4 | 600 | 9006000 | 566.66 | 8505566.6 | 0 | 500433.4
2 | 199 | SOTC002 | Stainless Steel Pre-fabricated Ceiling panels In MOTs & MOTs Corridor | Sqm | 15010 | 385 | 12720.339 | 5778850 | 252.97 | 3797079.7 | 0 | 1981770.3 | 70 | 1050700 | 61.67 | 925666.7 | 0 | 125033.3 | 455 | 6829550 | 314.64 | 4722746.4 | 0 | 2106803.6
3 | 2 | SOTC003 | Dynamic Hatch Box | Nos | 295000 | 2 | 250000 | 590000 | 0 | 0 | 0 | 590000 | 1 | 295000 | 0 | 0 | 0 | 295000 | 3 | 885000 | 0 | 0 | 0 | 885000
4 | 3 | SOTC004 | Electro conductive Flooring inside MOTs | Sqm | 4035 | 160 | 3419.4915 | 645600 | 139.94 | 564657.9 | 0 | 80942.1 | 80 | 322800 | 73.57 | 296854.95 | 0 | 25945.05 | 240 | 968400 | 213.51 | 861512.85 | 0 | 106887.15
5 | 4 | SOTC005 | Flooring with Vinyl Sheets In MOT Corridor | Sqm | 3750 | 175 | 3177.9661 | 656250 | 137.312 | 514920 | 0 | 141330 | 50 | 187500 | 0 | 0 | 0 | 187500 | 225 | 843750 | 137.312 | 514920 | 0 | 328830
6 | 5 | SOTC006 | Uni Directional Ceiling Laminar Airflow Systems | Nos | 465000 | 4 | 394067.7966 | 1860000 | 4 | 1860000 | 0 | 0 | 2 | 930000 | 2 | 930000 | 0 | 0 | 6 | 2790000 | 6 | 2790000 | 0 | 0
7 | 6 | SOTC007 | Air Handling Units (AHUs) 11 TR | Nos | 1495000 | 4 | 1266949.1525 | 5980000 | 4 | 5980000 | 0 | 0 | 2 | 2990000 | 2 | 2990000 | 0 | 0 | 6 | 8970000 | 6 | 8970000 | 0 | 0
8 | 7 | SOTC008 | Condensing Units | Nos | 345000 | 4 | 292372.8814 | 1380000 | 4 | 1380000 | 0 | 0 | 2 | 690000 | 2 | 690000 | 0 | 0 | 6 | 2070000 | 6 | 2070000 | 0 | 0
9 | 8 | SOTC009 | Pressure Relief Dampers | Nos | 22500 | 4 | 19067.7966 | 90000 | 4 | 90000 | 0 | 0 | 2 | 45000 | 2 | 45000 | 0 | 0 | 6 | 135000 | 6 | 135000 | 0 | 0
10 | 9 | SOTC010 | Single arm Anesthesia Pendants (Imported) | Nos | 1195000 | 4 | 1012711.8644 | 4780000 | 4 | 4780000 | 0 | 0 | 2 | 2390000 | 2 | 2390000 | 0 | 0 | 6 | 7170000 | 6 | 7170000 | 0 | 0
11 | 10 | SOTC011 | Triple Dome Ceiling OT LED Lights (Imported) | Nos | 4750000 | 2 | 4025423.7288 | 9500000 | 2 | 9500000 | 0 | 0 |  | 0 | 0 | 0 | 0 | 0 | 2 | 9500000 | 2 | 9500000 | 0 | 0
12 | 11 | SOTC012 | Double Dome Ceiling OT LED Lights (Imported) | Nos | 3550000 | 2 | 3008474.5763 | 7100000 | 2 | 7100000 | 0 | 0 | 2 | 7100000 | 2 | 7100000 | 0 | 0 | 4 | 14200000 | 4 | 14200000 | 0 | 0
13 | 12 | SOTC013 | Detachable Hi Definition Cameras in Triple Dome Ceiling OT Lights | Nos | 995000 | 2 | 843220.339 | 1990000 | 2 | 1990000 | 0 | 0 | 1 | 995000 | 1 | 995000 | 0 | 0 | 3 | 2985000 | 3 | 2985000 | 0 | 0
14 | 13 | SOTC014 | Ceiling/Wall mounted CCTV Room Camera | Nos | 22500 | 4 | 19067.7966 | 90000 | 4 | 90000 | 0 | 0 | 2 | 45000 | 2 | 45000 | 0 | 0 | 6 | 135000 | 6 | 135000 | 0 | 0
15 | 14 | SOTC015 | LED Peripheral Lights cum clean room (OT) luminaries | Nos | 18750 | 62 | 15889.8305 | 1162500 | 62 | 1162500 | 0 | 0 | 40 | 750000 | 40 | 750000 | 0 | 0 | 102 | 1912500 | 102 | 1912500 | 0 | 0
16 | 239 | SOTC016 | View Window with Motorised Blinds of 1 Mt Length & 1 Mt Height | Nos | 115000 | 7 | 97457.6271 | 805000 | 0 | 0 | 0 | 805000 | 2 | 230000 | 0 | 0 | 0 | 230000 | 9 | 1035000 | 0 | 0 | 0 | 1035000 | 1.107
17 | 15 | SOTC017 | Hermetically Sealed Doors (1.80mt x 2.10 mt) | Nos | 115000 | 4 | 97457.6271 | 460000 | 0 | 0 | 0 | 460000 | 2 | 230000 | 2 | 230000 | 0 | 0 | 6 | 690000 | 2 | 230000 | 0 | 460000 | 127305
18 | 240 | SOTC018 | (1.50mt x 2.10 mt) Sliding Automatic Sliding Doors with View Windoy of 1 Mt x 1 Mt | Nos | 525000 | 2 | 444915.2542 | 1050000 | 4 | 2100000 | 1050000 | 0 |  | 0 | 0 | 0 | 0 | 0 | 2 | 1050000 | 4 | 2100000 | 1050000 | 0 | 12305
19 | 16 | SOTC019 | Storage Units | Nos | 75000 | 4 | 63559.322 | 300000 | 4 | 300000 | 0 | 0 | 2 | 150000 | 2 | 150000 | 0 | 0 | 6 | 450000 | 6 | 450000 | 0 | 0
20 | 17 | SOTC020 | Writing Board (List Board) | Nos | 18750 | 4 | 15889.8305 | 75000 | 4 | 75000 | 0 | 0 | 2 | 37500 | 2 | 37500 | 0 | 0 | 6 | 112500 | 6 | 112500 | 0 | 0
21 | 18 | SOTC021 | X-Ray CT Scan LED viewing Screen | Nos | 37500 | 4 | 31779.661 | 150000 | 4 | 150000 | 0 | 0 | 2 | 75000 | 2 | 75000 | 0 | 0 | 6 | 225000 | 6 | 225000 | 0 | 0
22 | 19 | SOTC022 | Touch Screen Surgeon Control Panels | Nos | 385000 | 4 | 326271.1864 | 1540000 | 4 | 1540000 | 0 | 0 | 2 | 770000 | 2 | 770000 | 0 | 0 | 6 | 2310000 | 6 | 2310000 | 0 | 0
23 | 20 | SOTC023 | 3-Bay Scrub Stations/Sinks | Nos | 368750 | 2 | 312500 | 737500 | 3 | 1106250 | 368750 | 0 |  | 0 | 0 | 0 | 0 | 0 | 2 | 737500 | 3 | 1106250 | 368750 | 0
24 | 21 | SOTC024 | Video and Image Management system | Nos | 8000000 | 1 | 6779661.0169 | 8000000 | 1 | 8000000 | 0 | 0 |  | 0 |  | 0 | 0 | 0 | 1 | 8000000 | 1 | 8000000 | 0 | 0
25 | 22 | SOTC025 | Medical Grade Monitors 32 inch 4 K Resolution | Nos | 1295000 | 4 | 1097457.6271 | 5180000 | 4 | 5180000 | 0 | 0 | 2 | 2590000 | 2 | 2590000 | 0 | 0 | 6 | 7770000 | 6 | 7770000 | 0 | 0
26 | 23 | SOTC026 | Wall mounted large screen display 55 inch (Commercial Grade) | Nos | 495000 | 2 | 419491.5254 | 990000 | 2 | 990000 | 0 | 0 |  | 0 |  | 0 | 0 | 0 | 2 | 990000 | 2 | 990000 | 0 | 0
27 | 24 | SOTC027 | Cable connections for integration within MOTs and with Workshop Projector Hall, Networks with OFC Cable | Job | 997500 | 4 | 845338.9831 | 3990000 | 4 | 3990000 | 0 | 0 | 2 | 1995000 | 2 | 1995000 | 0 | 0 | 6 | 5985000 | 6 | 5985000 | 0 | 0
28 | 25 | SOTC028 | Wireless Microphone | Nos | 255000 | 1 | 216101.6949 | 255000 | 1 | 255000 | 0 | 0 |  | 0 |  | 0 | 0 | 0 | 1 | 255000 | 1 | 255000 | 0 | 0
29 | 26 | SOTC029 | Digital mixer Amplifier | Nos | 245000 | 1 | 207627.1186 | 245000 | 1 | 245000 | 0 | 0 |  | 0 |  | 0 | 0 | 0 | 1 | 245000 | 1 | 245000 | 0 | 0
30 | 27 | SOTC030 | Ceiling Mounted Speakers | Nos | 15000 | 4 | 12711.8644 | 60000 | 4 | 60000 | 0 | 0 | 2 | 30000 | 2 | 30000 | 0 | 0 | 6 | 90000 | 6 | 90000 | 0 | 0
31 | 28 | SOTC031 | Video Conferencing System | Nos | 1195000 | 1 | 1012711.8644 | 1195000 | 1 | 1195000 | 0 | 0 |  | 0 |  | 0 | 0 | 0 | 1 | 1195000 | 1 | 1195000 | 0 | 0
32 | 29 | SOTC032 | Home Theatre Power Conditioner, 230 V | Nos | 145000 | 1 | 122881.3559 | 145000 | 1 | 145000 | 0 | 0 |  | 0 |  | 0 | 0 | 0 | 1 | 145000 | 1 | 145000 | 0 | 0
33 | 30 | SOTC033 | Amplifier (8 Channel) | Nos | 245000 | 1 | 207627.1186 | 245000 | 1 | 245000 | 0 | 0 |  | 0 |  | 0 | 0 | 0 | 1 | 245000 | 1 | 245000 | 0 | 0
34 | 31 | SOTC034 | HiFi Active Sub Woofer | Nos | 50000 | 1 | 42372.8814 | 50000 | 1 | 50000 | 0 | 0 |  | 0 |  | 0 | 0 | 0 | 1 | 50000 | 1 | 50000 | 0 | 0
35 | 32 | SOTC035 | 4K Laser Projection TV | Nos | 1495000 | 1 | 1266949.1525 | 1495000 | 1 | 1495000 | 0 | 0 |  | 0 |  | 0 | 0 | 0 | 1 | 1495000 | 1 | 1495000 | 0 | 0
36 | 200 | SOTC036 | Equalization & Loud Speaker Control System | Nos | 40000 | 1 | 33898.3051 | 40000 | 1 | 40000 | 0 | 0 |  | 0 |  | 0 | 0 | 0 | 1 | 40000 | 1 | 40000 | 0 | 0
37 | 33 | SOTC037 | Sound Analog Mixer | Nos | 245000 | 1 | 207627.1186 | 245000 | 1 | 245000 | 0 | 0 |  | 0 |  | 0 | 0 | 0 | 1 | 245000 | 1 | 245000 | 0 | 0
38 | 201 | SOTC038 | Electrical Installations in MOTs & TIRs | Job | 195000 | 7 | 165254.2373 | 1365000 | 7 | 1365000 | 0 | 0 | 2 | 390000 | 2 | 390000 | 0 | 0 | 9 | 1755000 | 9 | 1755000 | 0 | 0
39 | 34 | SOTC039 | Stainless Steel Pre-fabricated Wall panels in TIRs | Sqm | 15010 | 202 | 12720.339 | 3032020 | 202 | 3032020 | 0 | 0 | 150 | 2251500 | 37.37 | 560923.7 | 0 | 1690576.3 | 352 | 5283520 | 239.37 | 3592943.7 | 0 | 1690576.3
40 | 35 | SOTC040 | Stainless Steel Pre-fabricated Ceiling panels in TIRs and TIR Corridor | Sqm | 15010 | 146 | 12720.339 | 2191460 | 115.94 | 1740259.4 | 0 | 451200.6 | 8 | 120080 | 0 | 0 | 0 | 120080 | 154 | 2311540 | 115.94 | 1740259.4 | 0 | 571280.6
41 | 202 | SOTC041 | Electro conductive Flooring inside TIRs | Sqm | 4035 | 146 | 3419.4915 | 589110 | 72.22 | 291407.7 | 0 | 297702.3 |  | 0 |  | 0 | 0 | 0 | 146 | 589110 | 72.22 | 291407.7 | 0 | 297702.3
42 | 36 | SOTC042 | Flooring with Vinyl Sheets In TIR Corridor |  | 3750 | 61 | 3177.9661 | 228750 | 61.32 | 229950 | 1200 | 0 |  | 0 |  | 0 | 0 | 0 | 61 | 228750 | 61.32 | 229950 | 1200 | 0
43 | 37 | SOTC043 | Uni Directional Ceiling Laminar Airflow Systems | Nos | 395000 | 3 | 334745.7627 | 1185000 | 3 | 1185000 | 0 | 0 |  | 0 |  | 0 | 0 | 0 | 3 | 1185000 | 3 | 1185000 | 0 | 0
44 | 38 | SOTC044 | Air Handling Units (AHUs) 11 TR | Nos | 1495000 | 2 | 1266949.1525 | 2990000 | 2 | 2990000 | 0 | 0 |  | 0 |  | 0 | 0 | 0 | 2 | 2990000 | 2 | 2990000 | 0 | 0
45 | 39 | SOTC045 | Air Handling Units (AHUs) 8.5 TR | Nos | 1195000 | 1 | 1012711.8644 | 1195000 | 1 | 1195000 | 0 | 0 |  | 0 |  | 0 | 0 | 0 | 1 | 1195000 | 1 | 1195000 | 0 | 0
46 | 40 | SOTC046 | Condensing Units | Nos | 345000 | 3 | 292372.8814 | 1035000 | 3 | 1035000 | 0 | 0 |  | 0 |  | 0 | 0 | 0 | 3 | 1035000 | 3 | 1035000 | 0 | 0
47 | 41 | SOTC047 | Pressure Relief Dampers | Nos | 22500 | 3 | 19067.7966 | 67500 | 3 | 67500 | 0 | 0 |  | 0 |  | 0 | 0 | 0 | 3 | 67500 | 3 | 67500 | 0 | 0
48 | 42 | SOTC049 | Hermetically Sealed Doors (1.80mt x 2.10 mt) | Nos | 525000 | 3 | 444915.2542 | 1575000 | 3 | 1575000 | 0 | 0 |  | 0 |  | 0 | 0 | 0 | 3 | 1575000 | 3 | 1575000 | 0 | 0
49 | 43 | SOTC050 | 12mm thick glazed Glass partition walls in TIRs | Sqm | 650 | 40 | 550.8475 | 26000 | 40 | 26000 | 0 | 0 |  | 0 |  | 0 | 0 | 0 | 40 | 26000 | 40 | 26000 | 0 | 0
50 | 44 | SOTC051 | Wall mounted LED TV43 inchesFull HD | Nos | 165000 | 3 | 139830.5085 | 495000 | 3 | 495000 | 0 | 0 |  | 0 |  | 0 | 0 | 0 | 3 | 495000 | 3 | 495000 | 0 | 0
51 | 45 | SOTC052 | Ceiling/Wall mounted CCTV Room Camera | Nos | 12000 | 3 | 10169.4915 | 36000 | 3 | 36000 | 0 | 0 |  | 0 |  | 0 | 0 | 0 | 3 | 36000 | 3 | 36000 | 0 | 0
52 | 46 | SOTC053 | BED HEAD PANEL FOR TIR WITH DOUBLE OUTLETS AND ELECTRICAL OUTLETS | Nos | 49500 | 3 | 41949.1525 | 148500 | 6 | 297000 | 148500 | 0 |  | 0 |  | 0 | 0 | 0 | 3 | 148500 | 6 | 297000 | 148500 | 0
5 | 47 | SOTC054 | X-RAY VIEWERS FOR ALL ICUS AND PRE OPP AREAS AND DOCTORS ROOMS | Nos | 37500 | 5 | 31779.661 | 187500 | 5 | 187500 | 0 | 0 |  | 0 |  | 0 | 0 | 0 | 5 | 187500 | 5 | 187500 | 0 | 0
54 | 48 | SOTC055 | WRITING BOARDS FOR ICUS, PRE OPP | Nos | 18750 | 5 | 15889.8305 | 93750 | 5 | 93750 | 0 | 0 |  | 0 |  | 0 | 0 | 0 | 5 | 93750 | 5 | 93750 | 0 | 0
55 | 49 | SOTC056 | CCTV CEILING CAMERA | Nos | 9500 | 10 | 8050.8475 | 95000 | 10 | 95000 | 0 | 0 |  | 0 |  | 0 | 0 | 0 | 10 | 95000 | 10 | 95000 | 0 | 0
56 | 50 | SOTC057 | Supply and Fixing of 25mm dia Conduit Pipes surface on wall. | Rmt | 110 | 10000 | 93.2203 | 1100000 | 10000 | 1100000 | 0 | 0 |  | 0 |  | 0 | 0 | 0 | 10000 | 1100000 | 10000 | 1100000 | 0 | 0
57 | 51 | SOTC058 | Supply and Fixing of 25mm dia Conduit Pipes Concealed on wall. | Rmt | 115 | 4000 | 97.4576 | 460000 | 4000 | 460000 | 0 | 0 |  | 0 |  | 0 | 0 | 0 | 4000 | 460000 | 4000 | 460000 | 0 | 0
58 | 52 | SOTC059 | Wiring with run of 2 of 1.5 Sqmm Copper cable for points wiring. | Pts | 1525 | 570 | 1292.3729 | 869250 | 570 | 869250 | 0 | 0 |  | 0 |  | 0 | 0 | 0 | 570 | 869250 | 570 | 869250 | 0 | 0
59 | 53 | SOTC060 | Wiring with run of 2 of 1.5 Sqmm Copper cable for stairecase points wiring. | Pts | 1100 | 10 | 932.2034 | 11000 | 10 | 11000 | 0 | 0 |  | 0 |  | 0 | 0 | 0 | 10 | 11000 | 10 | 11000 | 0 | 0
60 | 54 | SOTC061 | Supply and fixing of 6A/10A ISI Mark 3/2 pin Modular socket Common switch board | Pts | 900 | 25 | 762.7119 | 22500 | 25 | 22500 | 0 | 0 |  | 0 |  | 0 | 0 | 0 | 25 | 22500 | 25 | 22500 | 0 | 0
61 | 55 | SOTC062 | Wiring with 3 of 1.5 sq.mm with 6A switch and 6A, 3/2 pin socket Modular type with 6A switch control fixing on separate board. | Pts | 2800 | 50 | 2372.8814 | 140000 | 50 | 140000 | 0 | 0 |  | 0 |  | 0 | 0 | 0 | 50 | 140000 | 50 | 140000 | 0 | 0
62 | 56 | SOTC063 | Supply and fixing of 6A switchs - 2 Nos and 6A 3/2 pin socket - 3 Nos Modular type with cover plate | Pts | 1400 | 200 | 1186.4407 | 280000 | 200 | 280000 | 0 | 0 |  | 0 |  | 0 | 0 | 0 | 200 | 280000 | 200 | 280000 | 0 | 0
63 | 203 | SOTC064 | Supply & fixing of 16A/6A, 2 in one socket with 16A switch control modular type | Nos | 900 | 200 | 762.7119 | 180000 | 200 | 180000 | 0 | 0 |  | 0 |  | 0 | 0 | 0 | 200 | 180000 | 200 | 180000 | 0 | 0
64 | 204 | SOTC065 | Supply & fixing of 32A, socket with switch control modular | Nos | 1600 | 18 | 1355.9322 | 28800 | 18 | 28800 | 0 | 0 |  | 0 |  | 0 | 0 | 0 | 18 | 28800 | 18 | 28800 | 0 | 0
65 | 205 | SOTC066 | Supply & fixing of 64A, socket with 64A switch control modular type | Nos | 18000 | 4 | 15254.2373 | 72000 | 4 | 72000 | 0 | 0 |  | 0 |  | 0 | 0 | 0 | 4 | 72000 | 4 | 72000 | 0 | 0
66 | 57 | SOTC067 | Supply and Run of 1 of 1.5 sq.mm (phase, neutral and earth) FRLSH / HFFR PVC insulated 1100V grade as per IS:694/1990, IS 17048 specifications for Copper cable. | Rmt | 36 | 2000 | 30.5085 | 72000 | 2000 | 72000 | 0 | 0 |  | 0 |  | 0 | 0 | 0 | 2000 | 72000 | 2000 | 72000 | 0 | 0
67 | 58 | SOTC068 | Supply and Run of 3 of 1.5 sq.mm (phase, neutral and earth) FRLSH / HFFR PVC insulated 1100V grade as per IS:694/1990, IS 17048 specifications for Copper cable . | Rmt | 100 | 2000 | 84.7458 | 200000 | 2000 | 200000 | 0 | 0 |  | 0 |  | 0 | 0 | 0 | 2000 | 200000 | 2000 | 200000 | 0 | 0
68 | 59 | SOTC069 | Supply and Run of 3 of 2.5 sq.mm (phase, neutral and earth) FRLSH / HFFR PVC insulated 1100V grade as per IS:694/1990, IS 17048 specifications for Copper cable. | Rmt | 145 | 8000 | 122.8814 | 1160000 | 8000 | 1160000 | 0 | 0 |  | 0 |  | 0 | 0 | 0 | 8000 | 1160000 | 8000 | 1160000 | 0 | 0
69 | 60 | SOTC070 | Supply and Run of 3 runs of 4.0 sq mm (phase neutral and earth) FRLSH / HFFR PVC insulated 1100V grade as per IS:694/1990, IS 17048 specifications for Copper cable. | Rmt | 230 | 5000 | 194.9153 | 1150000 | 5000 | 1150000 | 0 | 0 |  | 0 |  | 0 | 0 | 0 | 5000 | 1150000 | 5000 | 1150000 | 0 | 0
70 | 61 | SOTC071 | Supply and Run of 3 of 6.0 Sq.mm FRLSH / HFFR PVC insulated 1100V grade as per IS:694/1990, IS 17048 specifications for Copper cable. | Rmt | 325 | 300 | 275.4237 | 97500 | 300 | 97500 | 0 | 0 |  | 0 |  | 0 | 0 | 0 | 300 | 97500 | 300 | 97500 | 0 | 0
71 | 62 | SOTC072 | Supply and Run of 5 of 6.0 Sq.mm FRLSH / HFFR PVC insulated 1100V grade as per IS:694/1990, IS 17048 specifications for Copper cable. | Rmt | 545 | 300 | 461.8644 | 163500 | 300 | 163500 | 0 | 0 |  | 0 |  | 0 | 0 | 0 | 300 | 163500 | 300 | 163500 | 0 | 0
72 | 63 | SOTC073 | Supply and Run of 5 of 10.0 Sq.mm FRLSH / HFFR PVC insulated 1100V grade as per IS:694/1990, IS 17048 specifications for Copper cable. | Rmt | 850 | 500 | 720.339 | 425000 | 500 | 425000 | 0 | 0 |  | 0 |  | 0 | 0 | 0 | 500 | 425000 | 500 | 425000 | 0 | 0
73 | 64 | SOTC074 | Supply and fixing of DP Metal Enclosure with IP 20 Protection DB Make with 1 No 20A, 10 KA DP MCB | Nos | 1800 | 8 | 1525.4237 | 14400 | 8 | 14400 | 0 | 0 |  | 0 |  | 0 | 0 | 0 | 8 | 14400 | 8 | 14400 | 0 | 0
74 | 65 | SOTC075 | Supply and fixing of 4 Way TPN DB Horizontal with IP 43 Protection as per IS:13032 (For Lighting DBs) | Nos | 13000 | 10 | 11016.9492 | 130000 | 10 | 130000 | 0 | 0 |  | 0 |  | 0 | 0 | 0 | 10 | 130000 | 10 | 130000 | 0 | 0
75 | 230 | SOTC076 | Supply and fixing of 4 Way TPN DB Horizontal with IP 43 Protection as per IS:13032 (For Power DB's) | Nos | 13000 | 14 | 11016.9492 | 182000 | 14 | 182000 | 0 | 0 |  | 0 |  | 0 | 0 | 0 | 14 | 182000 | 14 | 182000 | 0 | 0
76 | 66 | SOTC077 | Supply and fixing of 8 Way VTPN DB with IP 43 Protection as per IS:13032 | Nos | 50000 | 5 | 42372.8814 | 250000 | 5 | 250000 | 0 | 0 |  | 0 |  | 0 | 0 | 0 | 5 | 250000 | 5 | 250000 | 0 | 0
77 | 67 | SOTC078 | Supply and fixing of cable adopteres box with cover for DBs including, massanory work etc., complete., | Nos | 6000 | 10 | 5084.7458 | 60000 | 10 | 60000 | 0 | 0 |  | 0 |  | 0 | 0 | 0 | 10 | 60000 | 10 | 60000 | 0 | 0
78 | 206 | SOTC079 | Providing independent earthing for Important equipment with 40mm dia 'B' class 2.5m long G.I pipe (GI Earthing) | Nos | 22500 | 18 | 19067.7966 | 405000 | 18 | 405000 | 0 | 0 |  | 0 |  | 0 | 0 | 0 | 18 | 405000 | 18 | 405000 | 0 | 0
79 | 68 | SOTC080 | Providing independent earthing by exacavating a pit to a depth of 2.25Mtr in all soils as per size specified in the data for Sophisticated Electronic equipment (Copper Earthing) | Nos | 54000 | 18 | 45762.7119 | 972000 | 18 | 972000 | 0 | 0 |  | 0 |  | 0 | 0 | 0 | 18 | 972000 | 18 | 972000 | 0 | 0
80 | 69 | SOTC081 | Providing independent earthing for Important equipment with 100mm dia Heavy gauge C.I Earthing | Nos | 25000 | 6 | 21186.4407 | 150000 | 6 | 150000 | 0 | 0 |  | 0 |  | 0 | 0 | 0 | 6 | 150000 | 6 | 150000 | 0 | 0
81 | 70 | SOTC082 | Supply and Run of 50mm x 6mm G.I Strip | Rmt | 450 | 400 | 381.3559 | 180000 | 400 | 180000 | 0 | 0 |  | 0 |  | 0 | 0 | 0 | 400 | 180000 | 400 | 180000 | 0 | 0
82 | 71 | SOTC083 | Supply and Run of 25mm x 3mm copper strip | Rmt | 300 | 400 | 254.2373 | 120000 | 400 | 120000 | 0 | 0 |  | 0 |  | 0 | 0 | 0 | 400 | 120000 | 400 | 120000 | 0 | 0
83 | 207 | SOTC084 | Supply, transportation and fixing of 22W +/ 10% , >/ 2300 lumens, 1200mm length LED light | Nos | 4800 | 20 | 4067.7966 | 96000 | 20 | 96000 | 0 | 0 |  | 0 |  | 0 | 0 | 0 | 20 | 96000 | 20 | 96000 | 0 | 0
84 | 208 | SOTC085 | Supply, transportation and fixing 32-36W (>=3600 Lumens), 2' x2' (600mm x 600mm) slim panel LED luminaire | Nos | 4000 | 60 | 3389.8305 | 240000 | 60 | 240000 | 0 | 0 |  | 0 |  | 0 | 0 | 0 | 60 | 240000 | 60 | 240000 | 0 | 0
85 | 209 | SOTC086 | Supply, transportation and fixing 12 W +/-10% (>= 1200 Lumens) Down lighter back lit LED Down Light Recessed / Surface | Nos | 1400 | 215 | 1186.4407 | 301000 | 215 | 301000 | 0 | 0 |  | 0 |  | 0 | 0 | 0 | 215 | 301000 | 215 | 301000 | 0 | 0
86 | 210 | SOTC087 | Supply, transportation and fixing 18 W +/-10% (>= 1800 Lumens) Down lighter back lit LED Down Light | Nos | 1800 | 95 | 1525.4237 | 171000 | 95 | 171000 | 0 | 0 |  | 0 |  | 0 | 0 | 0 | 95 | 171000 | 95 | 171000 | 0 | 0
87 | 72 | SOTC088 | Supply, transportation and fixing ISI mark batten holder / slanting holder | Nos | 160 | 8 | 135.5932 | 1280 | 8 | 1280 | 0 | 0 |  | 0 |  | 0 | 0 | 0 | 8 | 1280 | 8 | 1280 | 0 | 0
88 | 231 | SOTC089 | Supply, Transportation of energy efficient fan, 1200 mm sweep, aluminium body, consuming 28 W, BEE 5 star rated, ceiling fan | Nos | 3700 | 40 | 3135.5932 | 148000 | 40 | 148000 | 0 | 0 |  | 0 |  | 0 | 0 | 0 | 40 | 148000 | 40 | 148000 | 0 | 0
89 | 73 | SOTC090 | Supply and fixing of Modular type Stepped electronic regulator. | Nos | 1000 | 40 | 847.4576 | 40000 | 40 | 40000 | 0 | 0 |  | 0 |  | 0 | 0 | 0 | 40 | 40000 | 40 | 40000 | 0 | 0
90 | 74 | SOTC091 | Labour charges for fixing of ceiling fan and regulator | Nos | 210 | 40 | 177.9661 | 8400 | 40 | 8400 | 0 | 0 |  | 0 |  | 0 | 0 | 0 | 40 | 8400 | 40 | 8400 | 0 | 0
91 | 75 | SOTC092 | Supply and erecting 19/20mm steel tube down rod of one meter length | Nos | 600 | 40 | 508.4746 | 24000 | 40 | 24000 | 0 | 0 |  | 0 |  | 0 | 0 | 0 | 40 | 24000 | 40 | 24000 | 0 | 0
92 | 211 | SOTC093 | Supply of 12" (300mm) Light duty exhaust fan | Nos | 3000 | 5 | 2542.3729 | 15000 | 5 | 15000 | 0 | 0 |  | 0 |  | 0 | 0 | 0 | 5 | 15000 | 5 | 15000 | 0 | 0
93 | 212 | SOTC094 | Supply,Transportation of 12" (300mm) ISI, 900 RPM Heavy duty exhaust fan | Nos | 4900 | 10 | 4152.5424 | 49000 | 10 | 49000 | 0 | 0 |  | 0 |  | 0 | 0 | 0 | 10 | 49000 | 10 | 49000 | 0 | 0
94 | 76 | SOTC095 | Labour charges for fixing the exhaust fan in wall with necessary connections | Nos | 900 | 15 | 762.7119 | 13500 | 15 | 13500 | 0 | 0 |  | 0 |  | 0 | 0 | 0 | 15 | 13500 | 15 | 13500 | 0 | 0
95 | 77 | SOTC096 | Supply and fixing of GI louver shutter including GI mesh | Nos | 3200 | 15 | 2711.8644 | 48000 | 15 | 48000 | 0 | 0 |  | 0 |  | 0 | 0 | 0 | 15 | 48000 | 15 | 48000 | 0 | 0
96 | 213 | SOTC097 | Main Power Panel with 1000A 4 Pole ACB as incomer - 1 No and out goings 800 A 4P MCCB - 1 No., 630 A 4P MCCB - 1 No., 400A 4P MCCB - 4 Nos & 250A 4P MCCB - 3 No's with required Digital Ammeter and Voltmer, LED Indicators | Nos | 1315000 | 1 | 1114406.7797 | 1315000 | 1 | 1315000 | 0 | 0 |  | 0 |  | 0 | 0 | 0 | 1 | 1315000 | 1 | 1315000 | 0 | 0
97 | 214 | SOTC098 | Floor Power Panel : Incomer: 630A 4 Pole MCCB,- 1 No Outgoings 250 A 4P MCCB - 4 No's 125 A 4P MCCB - 10 No's, 63 A 4P MCCB - 4 No's with required Digital Ammeter and Voltmer, LED Indicators | Nos | 875000 | 1 | 741525.4237 | 875000 | 1 | 875000 | 0 | 0 |  | 0 |  | 0 | 0 | 0 | 1 | 875000 | 1 | 875000 | 0 | 0
98 | 215 | SOTC099 | Electrical Lighting Panels : Incomer: 250 A 4 Pole MCCB - 1 No, Out Goings 125 A 4P MCCB - 4 No's 63 A 4P MCCB - 3 No's with required Digital Ammeter and Voltmer, LED Indicators | Nos | 370000 | 2 | 313559.322 | 740000 | 2 | 740000 | 0 | 0 |  | 0 |  | 0 | 0 | 0 | 2 | 740000 | 2 | 740000 | 0 | 0
99 | 78 | SOTC100 | 130KVAR Out Door Capacitor panel : Incomer: 250A FP MCCB - 1 No, 63A 10KA TP MCB - 9 Nos. 20 KVAR Capacitor Duty contactors - 5 Nos., 10 KVAR Capacitor Duty contactors - 2 Nos, .5 KVAR Capacitor Duty contactors - 2 Nos. 12 stage APFC Relay - 1 No | Nos | 450000 | 1 | 381355.9322 | 450000 | 1 | 450000 | 0 | 0 |  | 0 |  | 0 | 0 | 0 | 1 | 450000 | 1 | 450000 | 0 | 0
100 | 232 | SOTC101 | 630 KVA Transformer OLTC for transformers with RTCC: Supply, Transportation, Installation, Testing and Commissioning of 630 KVA TRANSFORMER with all test reports. The Transformer shall be designed and manufactured as per IS:1180 OLTC with level-II with initial filling of oil as per IS 335-1993. 1000 A LT Breaker Kiosk - 01 No.The basic details of the Transformer are as under. Makes: Kirloskar / PETE / Esennar / Voltamp / Crompton / ABB / Schneider. | Nos | 4000000 | 1 | 3389830.5085 | 4000000 | 0 | 0 | 0 | 4000000 |  | 0 |  | 0 | 0 | 0 | 1 | 4000000 | 0 | 0 | 0 | 4000000
101 | 79 | SOTC102 | Supply of 25 Sqmm 3.5 Core XLPE insulated UG Cable. | Rmt | 300 | 200 | 254.2373 | 60000 | 200 | 60000 | 0 | 0 |  | 0 |  | 0 | 0 | 0 | 200 | 60000 | 200 | 60000 | 0 | 0
102 | 80 | SOTC103 | Supply of 50 Sqmm 3.5 Core XLPE insulated UG Cable. | Rmt | 560 | 200 | 474.5763 | 112000 | 200 | 112000 | 0 | 0 |  | 0 |  | 0 | 0 | 0 | 200 | 112000 | 200 | 112000 | 0 | 0
103 | 81 | SOTC104 | Supply of 70 Sqmm 3.5 Core XLPE insulated UG Cable. | Rmt | 750 | 75 | 635.5932 | 56250 | 75 | 56250 | 0 | 0 |  | 0 |  | 0 | 0 | 0 | 75 | 56250 | 75 | 56250 | 0 | 0
104 | 82 | SOTC105 | Supply of 120 Sqmm 3.5 Core XLPE insulated UG Cable. | Rmt | 1050 | 50 | 889.8305 | 52500 | 50 | 52500 | 0 | 0 |  | 0 |  | 0 | 0 | 0 | 50 | 52500 | 50 | 52500 | 0 | 0
105 | 83 | SOTC106 | Supply of 185 Sqmm 3.5 Core XLPE insulated UG Cable. | Rmt | 1500 | 50 | 1271.1864 | 75000 | 50 | 75000 | 0 | 0 |  | 0 |  | 0 | 0 | 0 | 50 | 75000 | 50 | 75000 | 0 | 0
106 | 84 | SOTC107 | Supply of 240 Sqmm 3.5 Core XLPE insulated UG Cable. | Rmt | 1900 | 100 | 1610.1695 | 190000 | 100 | 190000 | 0 | 0 |  | 0 |  | 0 | 0 | 0 | 100 | 190000 | 100 | 190000 | 0 | 0
107 | 85 | SOTC108 | Supply of 300 Sqmm 3.5 Core XLPE insulated UG Cable. | Rmt | 2400 | 500 | 2033.8983 | 1200000 | 500 | 1200000 | 0 | 0 |  | 0 |  | 0 | 0 | 0 | 500 | 1200000 | 500 | 1200000 | 0 | 0
108 | 86 | SOTC109 | Termination of UG cables of 3.5 core 25 Sq.mm | Nos | 850 | 8 | 720.339 | 6800 | 8 | 6800 | 0 | 0 |  | 0 |  | 0 | 0 | 0 | 8 | 6800 | 8 | 6800 | 0 | 0
109 | 87 | SOTC110 | Termination of UG cables of 3.5 core 50 Sq.mm | Nos | 1200 | 8 | 1016.9492 | 9600 | 8 | 9600 | 0 | 0 |  | 0 |  | 0 | 0 | 0 | 8 | 9600 | 8 | 9600 | 0 | 0
110 | 88 | SOTC111 | Termination of UG cables of 3.5 core 70 Sq.mm | Nos | 1500 | 8 | 1271.1864 | 12000 | 8 | 12000 | 0 | 0 |  | 0 |  | 0 | 0 | 0 | 8 | 12000 | 8 | 12000 | 0 | 0
111 | 89 | SOTC112 | Termination of UG cables of 3.5 core 120 Sq.mm | Nos | 1900 | 4 | 1610.1695 | 7600 | 4 | 7600 | 0 | 0 |  | 0 |  | 0 | 0 | 0 | 4 | 7600 | 4 | 7600 | 0 | 0
112 | 90 | SOTC113 | Termination of UG cables of 3.5 core 185 Sq.mm | Nos | 2500 | 4 | 2118.6441 | 10000 | 4 | 10000 | 0 | 0 |  | 0 |  | 0 | 0 | 0 | 4 | 10000 | 4 | 10000 | 0 | 0
113 | 91 | SOTC114 | Termination of UG cables of 3.5 core 240 Sq.mm | Nos | 3500 | 4 | 2966.1017 | 14000 | 4 | 14000 | 0 | 0 |  | 0 |  | 0 | 0 | 0 | 4 | 14000 | 4 | 14000 | 0 | 0
114 | 92 | SOTC115 | Termination of UG cables of 3.5 core 300 Sq.mm | Nos | 4000 | 12 | 3389.8305 | 48000 | 12 | 48000 | 0 | 0 |  | 0 |  | 0 | 0 | 0 | 12 | 48000 | 12 | 48000 | 0 | 0
115 | 93 | SOTC116 | Earth work excavation of Trench laying of U.G cables up to 70 sqmm | Rmt | 1100 | 100 | 932.2034 | 110000 | 100 | 110000 | 0 | 0 |  | 0 |  | 0 | 0 | 0 | 100 | 110000 | 100 | 110000 | 0 | 0
116 | 94 | SOTC117 | Earth work excavation of Trench laying of U.G cables from 95 Sqmm | Rmt | 1150 | 100 | 974.5763 | 115000 | 100 | 115000 | 0 | 0 |  | 0 |  | 0 | 0 | 0 | 100 | 115000 | 100 | 115000 | 0 | 0
117 | 95 | SOTC118 | Laying of PVC armoured under ground cable up to 95 Sqmm on wall | Rmt | 125 | 200 | 105.9322 | 25000 | 200 | 25000 | 0 | 0 |  | 0 |  | 0 | 0 | 0 | 200 | 25000 | 200 | 25000 | 0 | 0
118 | 96 | SOTC119 | Laying of PVC armoured under ground cable from 120 Sq.mm to 400 Sqmm saddles on wall | Rmt | 270 | 700 | 228.8136 | 189000 | 700 | 189000 | 0 | 0 |  | 0 |  | 0 | 0 | 0 | 700 | 189000 | 700 | 189000 | 0 | 0
119 | 97 | SOTC120 | Supply, Transportation and Installation of 150mm x 50mm x 2mm thick hot dip GI perforated cable tray | Rmt | 1295 | 200 | 1097.4576 | 259000 | 200 | 259000 | 0 | 0 |  | 0 |  | 0 | 0 | 0 | 200 | 259000 | 200 | 259000 | 0 | 0
120 | 98 | SOTC121 | Supply, Transportation and Installation of 300mm x 50mm x 2mm thick thick hot dip GI perforated cable tray | Rmt | 4500 | 100 | 3813.5593 | 450000 | 100 | 450000 | 0 | 0 |  | 0 |  | 0 | 0 | 0 | 100 | 450000 | 100 | 450000 | 0 | 0
121 | 99 | SOTC122 | Supply, Transportation and installation of 10KVA / 312V DC on line UPS system | Nos | 400000 | 7 | 338983.0508 | 2800000 | 11 | 4400000 | 1600000 | 0 | 2 | 800000 | 2 | 800000 | 0 | 0 | 9 | 3600000 | 13 | 5200000 | 1600000 | 0
122 | 100 | SOTC123 | Supply and fixing of 12V, 150 AH MF battery | Nos | 25000 | 182 | 21186.4407 | 4550000 | 286 | 7150000 | 2600000 | 0 | 52 | 1300000 | 52 | 1300000 | 0 | 0 | 234 | 5850000 | 338 | 8450000 | 2600000 | 0
123 | 101 | SOTC124 | Supply and providing of UPS cum battery rack 20 batteries | Nos | 30000 | 7 | 25423.7288 | 210000 | 11 | 330000 | 120000 | 0 | 2 | 60000 | 2 | 60000 | 0 | 0 | 9 | 270000 | 13 | 390000 | 120000 | 0
124 | 102 | SOTC125 | Supply, Transportation, Installation, Testing and commissioning of storage / Pressure type 5 Star rated water heater with ABS plastic body of 15 Ltrs | Nos | 16000 | 7 | 13559.322 | 112000 | 12 | 192000 | 80000 | 0 |  | 0 |  | 0 | 0 | 0 | 7 | 112000 | 12 | 192000 | 80000 | 0
125 | 103 | SOTC126 | 26 persons ICU bed cum passenger lift (1768 Kgs) G+8 Floors, 9 stops,9 Openings (Cost Includes amount for Construction of Shaft / Cladding from Ground to 8th Floor) | Nos | 10495000 | 1 | 8894067.7966 | 10495000 | 1 | 10495000 | 0 | 0 |  | 0 |  | 0 | 0 | 0 | 1 | 10495000 | 1 | 10495000 | 0 | 0
126 | 104 | SOTC127 | 1.50 TR with , 18000 BTU/Hr High Wall mount Split Air Conditioners | Nos | 150000 | 6 | 127118.6441 | 900000 | 6 | 900000 | 0 | 0 |  | 0 |  | 0 | 0 | 0 | 6 | 900000 | 6 | 900000 | 0 | 0
127 | 105 | SOTC128 | 2.0 TR with , 24000 BTU/Hr High Wall mount Split Air Conditioners | Nos | 210000 | 2 | 177966.1017 | 420000 | 6 | 1260000 | 840000 | 0 |  | 0 |  | 0 | 0 | 0 | 2 | 420000 | 6 | 1260000 | 840000 | 0
128 | 106 | SOTC129 | Voltage stabilizer for 4 KVA maximum load | Nos | 7000 | 6 | 5932.2034 | 42000 | 6 | 42000 | 0 | 0 |  | 0 |  | 0 | 0 | 0 | 6 | 42000 | 6 | 42000 | 0 | 0
129 | 107 | SOTC130 | Voltage stabilizer for 5 KVA maximum load | Nos | 8500 | 2 | 7203.3898 | 17000 | 6 | 51000 | 34000 | 0 |  | 0 |  | 0 | 0 | 0 | 2 | 17000 | 6 | 51000 | 34000 | 0
130 | 216 | SOTC131 | Ductable Air Conditioners 11.0 TR with ISEER ≥ 4 | Nos | 1200000 | 1 | 1016949.1525 | 1200000 | 1 | 1200000 | 0 | 0 |  | 0 |  | 0 | 0 | 0 | 1 | 1200000 | 1 | 1200000 | 0 | 0
131 | 217 | SOTC132 | Ductable Air Conditioners 8.5 TR with ISEER ≥ 4 | Nos | 1000000 | 2 | 847457.6271 | 2000000 | 2 | 2000000 | 0 | 0 |  | 0 |  | 0 | 0 | 0 | 2 | 2000000 | 2 | 2000000 | 0 | 0
132 | 218 | SOTC133 | Ductable Air Conditioners 5.5 TR with ISEER ≥ 4 | Nos | 900000 | 1 | 762711.8644 | 900000 | 3 | 2700000 | 1800000 | 0 |  | 0 |  | 0 | 0 | 0 | 1 | 900000 | 3 | 2700000 | 1800000 | 0
133 | 108 | SOTC134 | Automatic Smoke Detection System | Job | 1425000 | 1 | 1207627.1186 | 1425000 | 1 | 1425000 | 0 | 0 |  | 0 |  | 0 | 0 | 0 | 1 | 1425000 | 1 | 1425000 | 0 | 0
134 | 109 | SOTC135 | Automatic Fire Alarm System | Job | 1400000 | 1 | 1186440.678 | 1400000 | 1 | 1400000 | 0 | 0 |  | 0 |  | 0 | 0 | 0 | 1 | 1400000 | 1 | 1400000 | 0 | 0
135 | 219 | SOTC136 | Supply & Fixing of 4.5Kg, CO2 Type Fire Extinguisher. | Nos | 27000 | 6 | 22881.3559 | 162000 | 6 | 162000 | 0 | 0 |  | 0 |  | 0 | 0 | 0 | 6 | 162000 | 6 | 162000 | 0 | 0
136 | 110 | SOTC137 | Supply and fixing of ABC stored pressure squeeze grip type fire extinguishers, 9 kg capacity. | Nos | 16000 | 6 | 13559.322 | 96000 | 6 | 96000 | 0 | 0 |  | 0 |  | 0 | 0 | 0 | 6 | 96000 | 6 | 96000 | 0 | 0
137 | 111 | SOTC138 | Supply and fixing of ABC Powder MAP 4 Kg Fire extinguisher | Nos | 11000 | 10 | 9322.0339 | 110000 | 10 | 110000 | 0 | 0 |  | 0 |  | 0 | 0 | 0 | 10 | 110000 | 10 | 110000 | 0 | 0
138 | 112 | SOTC139 | Supply and fixing of 2 Kg Fire extinguisher Clean Agent | Nos | 22500 | 10 | 19067.7966 | 225000 | 10 | 225000 | 0 | 0 |  | 0 |  | 0 | 0 | 0 | 10 | 225000 | 10 | 225000 | 0 | 0
139 | 113 | SOTC140 | Supply and fixing of Escape signage boards in Rigid Photo luminescent based glow | Nos | 2000 | 150 | 1694.9153 | 300000 | 150 | 300000 | 0 | 0 |  | 0 |  | 0 | 0 | 0 | 150 | 300000 | 150 | 300000 | 0 | 0
140 | 220 | SOTC141 | Supply & Fixing of Powder Coated Fire Rated doors. | Sqm | 29000 | 6 | 24576.2712 | 174000 | 3 | 87000 | 0 | 87000 |  | 0 |  | 0 | 0 | 0 | 6 | 174000 | 3 | 87000 | 0 | 87000
141 | 221 | SOTC142 | Telephone & EPABX System | Job | 1000000 | 1 | 847457.6271 | 1000000 | 1 | 1000000 | 0 | 0 |  | 0 |  | 0 | 0 | 0 | 1 | 1000000 | 1 | 1000000 | 0 | 0
142 | 114 | SOTC143 | Local Area Network (LAN) System | Job | 1250000 | 1 | 1059322.0339 | 1250000 | 1 | 1250000 | 0 | 0 |  | 0 |  | 0 | 0 | 0 | 1 | 1250000 | 1 | 1250000 | 0 | 0
143 | 115 | SOTC144 | Biometric Access Control System | Nos | 300000 | 2 | 254237.2881 | 600000 | 3 | 900000 | 300000 | 0 |  | 0 |  | 0 | 0 | 0 | 2 | 600000 | 3 | 900000 | 300000 | 0
144 | 116 | SOTC145 | Dismantling, clearing away and carefully stacking useful materials for re-use and disposal of unserviceable materials with 100m lead as directed by Engineer-in-Charge duly taking actual premeasurements before dismantling including all charges complete (Reinforced cement concrete) | Cum | 5400 | 10 | 4576.2712 | 54000 | 5.95 | 32130 | 0 | 21870 |  | 0 |  | 0 | 0 | 0 | 10 | 54000 | 5.95 | 32130 | 0 | 21870
145 | 117 | SOTC146 | Dismantling, clearing away and carefully stacking useful materials for re-use and disposal of unserviceable materials with 100m lead as directed by Engineer-in-Charge duly taking actual premeasurements before dismantling including all charges complete (Unreinforced cement concrete) | Cum | 4500 | 1.5 | 3813.5593 | 6750 | 49.43 | 222435 | 215685 | 0 |  | 0 |  | 0 | 0 | 0 | 1.5 | 6750 | 49.43 | 222435 | 215685 | 0
146 | 118 | SOTC147 | Dismantling, clearing away and carefully stacking useful materials for re-use and disposal of unserviceable materials with 100m lead as directed by Engineer-in-Charge duly taking actual premeasurements before dismantling including all charges complete (Brick Masonary) | Cum | 900 | 118 | 762.7119 | 106200 | 145.42 | 130878 | 24678 | 0 |  | 0 |  | 0 | 0 | 0 | 118 | 106200 | 145.42 | 130878 | 24678 | 0
147 | 119 | SOTC148 | Dismantling, clearing away and carefully stacking useful materials for re-use and disposal of unserviceable materials with 100m lead as directed by Engineer-in-Charge duly taking actual premeasurements before dismantling including all charges complete (Kadapa slabs or shahabad stone slabs on sand bed) | Sqm | 630 | 25 | 533.8983 | 15750 | 659.93 | 415755.9 | 400005.9 | 0 |  | 0 |  | 0 | 0 | 0 | 25 | 15750 | 659.93 | 415755.9 | 400005.9 | 0
148 | 120 | SOTC149 | Dismantling doors, windows and clear storey windows, Ventilators etc., (wood or steel) shutters including Chowkhats, architraves,hold fasts and other attachments etc., and stacking them within 100m lead including charge etc., complete for finished item of work. (Not exceeding 3 sqm in area) | Nos | 1800 | 57 | 1525.4237 | 102600 | 203 | 365400 | 262800 | 0 |  | 0 |  | 0 | 0 | 0 | 57 | 102600 | 203 | 365400 | 262800 | 0
149 | 121 | SOTC150 | Conveyance of un-useful excavated earth to a distance of 16 KM for disposal including hire charges of T and P, labour charges etc., complete for finished item of work. | Cum | 900 | 250 | 762.7119 | 225000 | 299.78 | 269802 | 44802 | 0 |  | 0 |  | 0 | 0 | 0 | 250 | 225000 | 299.78 | 269802 | 44802 | 0
150 | 122 | SOTC151 | RCC M 25 grade design mix (For lintels) | Cum | 18900 | 3 | 16016.9492 | 56700 | 3.02 | 57078 | 378 | 0 |  | 0 |  | 0 | 0 | 0 | 3 | 56700 | 3.02 | 57078 | 378 | 0
151 | 123 | SOTC152 | RCC M 20 grade design mix (50mm thick platforms) | Sqm | 1170 | 12 | 991.5254 | 14040 | 0 | 0 | 0 | 14040 |  | 0 |  | 0 | 0 | 0 | 12 | 14040 | 0 | 0 | 0 | 14040
152 | 124 | SOTC153 | RCC M 20 grade design mix (25 mm thick Shelves) | Sqm | 900 | 12 | 762.7119 | 10800 | 0 | 0 | 0 | 10800 |  | 0 |  | 0 | 0 | 0 | 12 | 10800 | 0 | 0 | 0 | 10800
153 | 125 | SOTC154 | Brick Masonry work in CM (1:6) prop in superstructure | Cum | 15300 | 3 | 12966.1017 | 45900 | 106.62 | 1631286 | 1585386 | 0 |  | 0 |  | 0 | 0 | 0 | 3 | 45900 | 106.62 | 1631286 | 1585386 | 0
154 | 126 | SOTC155 | Reinforced Masonry for partition walls (100 mm thick) in CM (1:4) | Sqm | 2700 | 500 | 2288.1356 | 1350000 | 385.65 | 1041255 | 0 | 308745 |  | 0 |  | 0 | 0 | 0 | 500 | 1350000 | 385.65 | 1041255 | 0 | 308745
155 | 127 | SOTC156 | PCC (1:3:6) nominal mix using 20mm size graded m/c (For bed blocks and hold fasts) (OTs screed) | Cum | 9000 | 1.5 | 7627.1186 | 13500 | 0 | 0 | 0 | 13500 |  | 0 |  | 0 | 0 | 0 | 1.5 | 13500 | 0 | 0 | 0 | 13500
156 | 128 | SOTC157 | Filling with light weight concrete in Cement Concrete (1:5:10) proportion using brick jelly for low roofs | Cum | 7200 | 23 | 6101.6949 | 165600 | 16.062 | 115646.4 | 0 | 49953.6 |  | 0 |  | 0 | 0 | 0 | 23 | 165600 | 16.062 | 115646.4 | 0 | 49953.6
157 | 129 | SOTC158 | Thermo Mechanically Treated (Fe -500/500D/550D) for RCC works | MT | 126000 | 1.25 | 106779.661 | 157500 | 0.732 | 92232 | 0 | 65268 |  | 0 |  | 0 | 0 | 0 | 1.25 | 157500 | 0.732 | 92232 | 0 | 65268
158 | 130 | SOTC159 | Plastering 12mm thick in two coats with base coat of 8mm thick in CM (1:6) and top coat of 4mm thick in CM (1:4). for Internal walls. | Sqm | 1224 | 1600 | 1037.2881 | 1958400 | 2046.48 | 2504891.52 | 546491.52 | 0 |  | 0 |  | 0 | 0 | 0 | 1600 | 1958400 | 2046.48 | 2504891.52 | 546491.52 | 0
159 | 131 | SOTC160 | Impervious coat to exposed RCC roof slab surfaces (APSS No. 901 and 903) For Toilets | Sqm | 360 | 77.78 | 305.0847 | 28000.8 | 41 | 14760 | 0 | 13240.8 |  | 0 |  | 0 | 0 | 0 | 77.78 | 28000.8 | 41 | 14760 | 0 | 13240.8
160 | 222 | SOTC161 | Providing and applying Wall putty of White Cement or Polymer or Cement based of average 1 to 2 mm thickness over plastered surface to prepare the surface even and smooth after thoroughly brushing the surface to remove all dirt and remains of loose powdered materials, applying emery paper, Sand the surface, clean & wipe off loose dust, applying knifing paste filler by putty knife / muslin pad, air dry for 2 - 3 | Sqm | 270 | 4447 | 228.8136 | 1200690 | 1725.27 | 465822.9 | 0 | 734867.1 |  | 0 |  | 0 | 0 | 0 | 4447 | 1200690 | 1725.27 | 465822.9 | 0 | 734867.1
161 | 132 | SOTC162 | Flooring with non-skid full body ceramic floor tiles | Sqm | 1710 | 85 | 1449.1525 | 145350 | 93.41 | 159731.1 | 14381.1 | 0 |  | 0 |  | 0 | 0 | 0 | 85 | 145350 | 93.41 | 159731.1 | 14381.1 | 0
162 | 133 | SOTC163 | Dadooing to walls with glazed full body Porcelain wall tiles | Sqm | 1440 | 225 | 1220.339 | 324000 | 372.89 | 536961.6 | 212961.6 | 0 |  | 0 |  | 0 | 0 | 0 | 225 | 324000 | 372.89 | 536961.6 | 212961.6 | 0
163 | 134 | SOTC164 | Dadooing to walls with glazed full body Ceramic tiles | Sqm | 1440 | 350 | 1220.339 | 504000 | 257.35 | 370584 | 0 | 133416 |  | 0 |  | 0 | 0 | 0 | 350 | 504000 | 257.35 | 370584 | 0 | 133416
164 | 135 | SOTC165 | Painting one coat water based cement primer of interior grade I and two coats of acrylic emulsion paint for ceiling and Walls | Sqm | 360 | 4447 | 305.0847 | 1600920 | 1306.68 | 470404.8 | 0 | 1130515.2 |  | 0 |  | 0 | 0 | 0 | 4447 | 1600920 | 1306.68 | 470404.8 | 0 | 1130515.2
165 | 136 | SOTC166 | Painting to new wood work | Sqm | 360 | 313 | 305.0847 | 112680 | 60 | 21600 | 0 | 91080 |  | 0 |  | 0 | 0 | 0 | 313 | 112680 | 60 | 21600 | 0 | 91080
166 | 137 | SOTC167 | Painting to new iron work | Sqm | 270 | 88 | 228.8136 | 23760 | 120.4 | 32508 | 8748 | 0 |  | 0 |  | 0 | 0 | 0 | 88 | 23760 | 120.4 | 32508 | 8748 | 0
167 | 138 | SOTC168 | Two shutter cupboards | Sqm | 9000 | 100 | 7627.1186 | 900000 | 0 | 0 | 0 | 900000 |  | 0 |  | 0 | 0 | 0 | 100 | 900000 | 0 | 0 | 0 | 900000
168 | 139 | SOTC169 | UPVC Fixed Louvered Ventilator | Sqm | 12000 | 7 | 10169.4915 | 84000 | 15.73 | 188760 | 104760 | 0 |  | 0 |  | 0 | 0 | 0 | 7 | 84000 | 15.73 | 188760 | 104760 | 0
169 | 140 | SOTC170 | UPVC 3 track Sliding Windows | Sqm | 9000 | 15 | 7627.1186 | 135000 | 43.12 | 388080 | 253080 | 0 |  | 0 |  | 0 | 0 | 0 | 15 | 135000 | 43.12 | 388080 | 253080 | 0
170 | 141 | SOTC171 | MS Grills to Windows | Sqm | 1800 | 150 | 1525.4237 | 270000 | 120.4 | 216720 | 0 | 53280 |  | 0 |  | 0 | 0 | 0 | 150 | 270000 | 120.4 | 216720 | 0 | 53280
171 | 142 | SOTC172 | Flooring with 16 to 18 mm thick high polished granite stone slabs black colour for platforms (S.S.701 and special) | Sqm | 6300 | 50 | 5338.9831 | 315000 | 402.07 | 2533041 | 2218041 | 0 |  | 0 |  | 0 | 0 | 0 | 50 | 315000 | 402.07 | 2533041 | 2218041 | 0
172 | 143 | SOTC173 | Doors as per approved drawings with medium teak wood frame (1500mm x 2600mm) | Sqm | 6300 | 50 | 5338.9831 | 315000 | 14.16 | 89208 | 0 | 225792 |  | 0 |  | 0 | 0 | 0 | 50 | 315000 | 14.16 | 89208 | 0 | 225792
173 | 144 | SOTC174 | Doors as per approved drawings with medium teak wood frame (1000mm x 2100mm) | Sqm | 7400 | 45 | 6271.1864 | 333000 | 8.98 | 66452 | 0 | 266548 |  | 0 |  | 0 | 0 | 0 | 45 | 333000 | 8.98 | 66452 | 0 | 266548
174 | 145 | SOTC175 | Doors Shutters WPC(800mm x 2100mm) | Sqm | 5400 | 40 | 4576.2712 | 216000 | 31.79 | 171666 | 0 | 44334 |  | 0 |  | 0 | 0 | 0 | 40 | 216000 | 31.79 | 171666 | 0 | 44334
175 | 146 | SOTC176 | Scientific Doors with metal door frames and door shutters made of galvanize steel | Sqm | 18000 | 45 | 15254.2373 | 810000 | 78.72 | 1416960 | 606960 | 0 |  | 0 |  | 0 | 0 | 0 | 45 | 810000 | 78.72 | 1416960 | 606960 | 0
176 | 147 | SOTC177 | False ceiling as per Technical specification | Sqm | 1800 | 1400 | 1525.4237 | 2520000 | 825.4 | 1485720 | 0 | 1034280 |  | 0 |  | 0 | 0 | 0 | 1400 | 2520000 | 825.4 | 1485720 | 0 | 1034280
177 | 148 | SOTC178 | Vinyl flooring | Sqm | 3000 | 500 | 2542.3729 | 1500000 | 691 | 2073000 | 573000 | 0 |  | 0 |  | 0 | 0 | 0 | 500 | 1500000 | 691 | 2073000 | 573000 | 0
178 | 149 | SOTC179 | Impervious coat to exposed RCC roof slab surfacesof 20mm thick (APSS No. 901 and 903) | Sqm | 1260 | 350 | 1067.7966 | 441000 | 0 | 0 | 0 | 441000 |  | 0 |  | 0 | 0 | 0 | 350 | 441000 | 0 | 0 | 0 | 441000
179 | 233 | SOTC180 | Fixed Glass Window – 1200 x 1200 | Sqm | 5400 | 53.55 | 4576.2712 | 289170 | 60.51 | 326754 | 37584 | 0 |  | 0 |  | 0 | 0 | 0 | 53.55 | 289170 | 60.51 | 326754 | 37584 | 0
180 | 223 | SOTC181 | Grouting the holes with neat cement slurry of 20mm dia with all required accessories of all materials etc., including cost & Conveyance of all labour Charges etc., complete finished item of work (*As per SSR2021-22 of S.NO:-8) | Nos | 180 | 500 | 152.5424 | 90000 | 0 | 0 | 0 | 90000 |  | 0 |  | 0 | 0 | 0 | 500 | 90000 | 0 | 0 | 0 | 90000
181 | 224 | SOTC182 | Pressure grouting the drilled holes with neat cement slurry or with approved grout admixture using pump - excluding cost of drilling holes after fixing nozzles as technical specification approved by the department etc., including cost & Conveyance of all labour charges etc., complete finished item of work | Nos | 630 | 500 | 533.8983 | 315000 | 1084 | 682920 | 367920 | 0 |  | 0 |  | 0 | 0 | 0 | 500 | 315000 | 1084 | 682920 | 367920 | 0
182 | 234 | SOTC183 | Supply and fabricating,erecting and fixing inposition trusses of approved design with structural steel other than MS. | Kgs | 180 | 6500 | 152.5424 | 1170000 | 6500 | 1170000 | 0 | 0 |  | 0 |  | 0 | 0 | 0 | 6500 | 1170000 | 6500 | 1170000 | 0 | 0
183 | 150 | SOTC184 | Supply and fixing of pre painted Galvalume Trapezoidal Profile Roofing with 0.50mm Thickness. | Sqm | 1080 | 65 | 915.2542 | 70200 | 65 | 70200 | 0 | 0 |  | 0 |  | 0 | 0 | 0 | 65 | 70200 | 65 | 70200 | 0 | 0
184 | 225 | SOTC185 | 4" (101.6mm) multi floor trap with jali - UPVC/SWR | Nos | 270 | 25 | 228.8136 | 6750 | 44 | 11880 | 5130 | 0 |  | 0 |  | 0 | 0 | 0 | 25 | 6750 | 44 | 11880 | 5130 | 0
185 | 151 | SOTC186 | 580mm x 440mm long Orissa pan white glazed Water Closet | Nos | 5400 | 4 | 4576.2712 | 21600 | 4 | 21600 | 0 | 0 |  | 0 |  | 0 | 0 | 0 | 4 | 21600 | 4 | 21600 | 0 | 0
186 | 152 | SOTC187 | European Water Closet of 1st quality | Nos | 6300 | 9 | 5338.9831 | 56700 | 9 | 56700 | 0 | 0 |  | 0 |  | 0 | 0 | 0 | 9 | 56700 | 9 | 56700 | 0 | 0
187 | 153 | SOTC188 | Indian make Flat Back Wash Hand Basin 1st quality | Nos | 3600 | 16 | 3050.8475 | 57600 | 15 | 54000 | 0 | 3600 |  | 0 |  | 0 | 0 | 0 | 16 | 57600 | 15 | 54000 | 0 | 3600
188 | 154 | SOTC189 | CP finish brass soap dish | Nos | 1100 | 21 | 932.2034 | 23100 | 21 | 23100 | 0 | 0 |  | 0 |  | 0 | 0 | 0 | 21 | 23100 | 21 | 23100 | 0 | 0
189 | 155 | SOTC190 | TV shape mirror with plastic frame of size 609.6mm x 457.2mm | Nos | 630 | 25 | 533.8983 | 15750 | 15 | 9450 | 0 | 6300 |  | 0 |  | 0 | 0 | 0 | 25 | 15750 | 15 | 9450 | 0 | 6300
190 | 156 | SOTC191 | 25.4mm dia , 609.6mm long aluminium anodized towel rods | Nos | 540 | 36 | 457.6271 | 19440 | 21 | 11340 | 0 | 8100 |  | 0 |  | 0 | 0 | 0 | 36 | 19440 | 21 | 11340 | 0 | 8100
191 | 156 | SOTC192 | 15 mm brass body CP finish bib tap of not less than 300 grams weight | Nos | 540 | 25 | 457.6271 | 13500 | 14 | 7560 | 0 | 5940 |  | 0 |  | 0 | 0 | 0 | 25 | 13500 | 14 | 7560 | 0 | 5940
192 | 158 | SOTC193 | Self Closing Tap - Push Type | Nos | 720 | 25 | 610.1695 | 18000 | 15 | 10800 | 0 | 7200 |  | 0 |  | 0 | 0 | 0 | 25 | 18000 | 15 | 10800 | 0 | 7200
193 | 159 | SOTC194 | Chromium plated finish brass body quarter turn Bibcock cum Health Faucet | Nos | 3600 | 12 | 3050.8475 | 43200 | 24 | 86400 | 43200 | 0 |  | 0 |  | 0 | 0 | 0 | 12 | 43200 | 24 | 86400 | 43200 | 0
194 | 160 | SOTC195 | Ashirvad/ Ajay/ Astral Flowguard or equivalent CPVC Pipes and Fittings - 15.90mm OD pipe | Rmt | 270 | 55 | 228.8136 | 14850 | 103.08 | 27831.6 | 12981.6 | 0 |  | 0 |  | 0 | 0 | 0 | 55 | 14850 | 103.08 | 27831.6 | 12981.6 | 0
195 | 161 | SOTC196 | Ashirvad/Ajay/Astral Flowguard or equivalent CPVC Pipes and Fittings - 22.20mm OD pipe | Rmt | 360 | 115 | 305.0847 | 41400 | 123.53 | 44470.8 | 3070.8 | 0 |  | 0 |  | 0 | 0 | 0 | 115 | 41400 | 123.53 | 44470.8 | 3070.8 | 0
196 | 162 | SOTC197 | Ashirvad/ Ajay/ Astral Flowguard or equivalent CPVC Pipes and Fittings -28.60mm OD pipe | Rmt | 450 | 143 | 381.3559 | 64350 | 110 | 49500 | 0 | 14850 |  | 0 |  | 0 | 0 | 0 | 143 | 64350 | 110 | 49500 | 0 | 14850
197 | 163 | SOTC198 | Bronze Gate/ Globe valve - 25mm Nominal bore | Nos | 1440 | 15 | 1220.339 | 21600 | 20 | 28800 | 7200 | 0 |  | 0 |  | 0 | 0 | 0 | 15 | 21600 | 20 | 28800 | 7200 | 0
198 | 164 | SOTC199 | SWR PVC pipes (Prince/ Sudhakar/ Kisan/ Supreme or any ISI brand) 4 Kg/Sq.cm. - 75mmdia | Rmt | 450 | 145 | 381.3559 | 65250 | 80 | 36000 | 0 | 29250 |  | 0 |  | 0 | 0 | 0 | 145 | 65250 | 80 | 36000 | 0 | 29250
199 | 165 | SOTC200 | SWR PVC pipes (Prince/ Sudhakar/ Kisan/ Supreme or any ISI brand) 4 Kg/Sq.cm. -110mmdia | Rmt | 540 | 145 | 457.6271 | 78300 | 65 | 35100 | 0 | 43200 |  | 0 |  | 0 | 0 | 0 | 145 | 78300 | 65 | 35100 | 0 | 43200
200 | 226 | SOTC201 | Supplying and fixing15 mm nominal size 152.0 mm CP finish iron body shower rose 1st quality including cost and conveyance of all materials, labour charges , overheads & contractors profit for finished item of work in all floors. | Nos | 630 | 5 | 533.8983 | 3150 | 6 | 3780 | 630 | 0 |  | 0 |  | 0 | 0 | 0 | 5 | 3150 | 6 | 3780 | 630 | 0
201 | 166 | SOTC202 | Supply and Fixing of white glazed flat back bowl urinals | Nos | 2700 | 4 | 2288.1356 | 10800 | 0 | 0 | 0 | 10800 |  | 0 |  | 0 | 0 | 0 | 4 | 10800 | 0 | 0 | 0 | 10800
202 | 227 | SOTC203 | Supply and fixing of 16mm to 20 mm thick ploished marbles slab partitions of size 4'0"*2'0" | Nos | 3600 | 10 | 3050.8475 | 36000 | 0 | 0 | 0 | 36000 |  | 0 |  | 0 | 0 | 0 | 10 | 36000 | 0 | 0 | 0 | 36000
203 | 167 | SOTC204 | 28 mm dia. and 0.90 mm thick Copper Pipe Lines for Main lines | Rmt | 1750 | 700 | 1483.0508 | 1225000 | 832 | 1456000 | 231000 | 0 |  | 0 |  | 0 | 0 | 0 | 700 | 1225000 | 832 | 1456000 | 231000 | 0
204 | 168 | SOTC205 | 42 mm dia. and 1.20 mm thick Copper Pipe Lines for Main lines | Rmt | 2250 | 200 | 1906.7797 | 450000 | 226 | 508500 | 58500 | 0 |  | 0 |  | 0 | 0 | 0 | 200 | 450000 | 226 | 508500 | 58500 | 0
205 | 169 | SOTC206 | 54 mm dia. and 1.20 mm thick Copper Pipe Lines for Main lines | Rmt | 2950 | 550 | 2500 | 1622500 | 550 | 1622500 | 0 | 0 |  | 0 |  | 0 | 0 | 0 | 550 | 1622500 | 550 | 1622500 | 0 | 0
206 | 170 | SOTC207 | 12 mm dia. and 0.70 mm thick Copper Pipe Lines for distribution lines | Rmt | 650 | 320 | 550.8475 | 208000 | 591 | 384150 | 176150 | 0 |  | 0 |  | 0 | 0 | 0 | 320 | 208000 | 591 | 384150 | 176150 | 0
207 | 171 | SOTC208 | 15 mm dia. and 0.90 mm thick Copper Pipe Lines for distribution lines | Rmt | 950 | 525 | 805.0847 | 498750 | 838 | 796100 | 297350 | 0 |  | 0 |  | 0 | 0 | 0 | 525 | 498750 | 838 | 796100 | 297350 | 0
208 | 172 | SOTC209 | 22 mm dia. and 0.90 mm thick Copper Pipe Lines for distribution lines | Rmt | 1450 | 530 | 1228.8136 | 768500 | 636 | 922200 | 153700 | 0 |  | 0 |  | 0 | 0 | 0 | 530 | 768500 | 636 | 922200 | 153700 | 0
209 | 228 | SOTC210 | 15 mm (1/2") Isolation Valves | Nos | 1500 | 40 | 1271.1864 | 60000 | 35 | 52500 | 0 | 7500 |  | 0 |  | 0 | 0 | 0 | 40 | 60000 | 35 | 52500 | 0 | 7500
210 | 229 | SOTC211 | 22 mm (3/4") Isolation Valves | Nos | 2500 | 15 | 2118.6441 | 37500 | 13 | 32500 | 0 | 5000 |  | 0 |  | 0 | 0 | 0 | 15 | 37500 | 13 | 32500 | 0 | 5000
211 | 173 | SOTC212 | 28 mm Isolation Valves | Nos | 3500 | 3 | 2966.1017 | 10500 | 7 | 24500 | 14000 | 0 | 2 | 7000 | 2 | 7000 | 0 | 0 | 5 | 17500 | 9 | 31500 | 14000 | 0
212 | 174 | SOTC213 | 42 mm Isolation Valves | Nos | 4500 | 2 | 3813.5593 | 9000 | 2 | 9000 | 0 | 0 | 3 | 13500 | 2 | 9000 | 0 | 4500 | 5 | 22500 | 4 | 18000 | 0 | 4500
213 | 175 | SOTC214 | 54 mm Isolation Valves | Nos | 5500 | 2 | 4661.0169 | 11000 | 5 | 27500 | 16500 | 0 | 1 | 5500 | 1 | 5500 | 0 | 0 | 3 | 16500 | 6 | 33000 | 16500 | 0
214 | 176 | SOTC215 | Gas Outlet Points with probes for Oxygen with S Brackets | Nos | 2850 | 189 | 2415.2542 | 538650 | 231 | 658350 | 119700 | 0 |  | 0 |  | 0 | 0 | 0 | 189 | 538650 | 231 | 658350 | 119700 | 0
215 | 177 | SOTC216 | 2 Gas Digital Area Alarm Panels | Nos | 25000 | 2 | 21186.4407 | 50000 | 0 | 0 | 0 | 50000 |  | 0 |  | 0 | 0 | 0 | 2 | 50000 | 0 | 0 | 0 | 50000
216 | 178 | SOTC217 | 3 Gas Digital Area Alarm Panels | Nos | 30000 | 4 | 25423.7288 | 120000 | 5 | 150000 | 30000 | 0 |  | 0 |  | 0 | 0 | 0 | 4 | 120000 | 5 | 150000 | 30000 | 0
217 | 179 | SOTC218 | 5 Gas Digital Area Alarm Panels | Nos | 40000 | 5 | 33898.3051 | 200000 | 0 | 0 | 0 | 200000 | 1 | 40000 | 0 | 0 | 0 | 40000 | 6 | 240000 | 0 | 0 | 0 | 240000
218 | 180 | SOTC219 | Master Digital Alarm Panels | Nos | 50000 | 1 | 42372.8814 | 50000 | 1 | 50000 | 0 | 0 |  | 0 |  | 0 | 0 | 0 | 1 | 50000 | 1 | 50000 | 0 | 0
219 | 181 | SOTC220 | BPC Flow meter with Humidifier bottle and L adapter | Nos | 2250 | 27 | 1906.7797 | 60750 | 43 | 96750 | 36000 | 0 |  | 0 |  | 0 | 0 | 0 | 27 | 60750 | 43 | 96750 | 36000 | 0
220 | 182 | SOTC221 | L Type Adapter for Oxygen Flow meters | Nos | 1250 | 27 | 1059.322 | 33750 | 27 | 33750 | 0 | 0 |  | 0 |  | 0 | 0 | 0 | 27 | 33750 | 27 | 33750 | 0 | 0
221 | 183 | SOTC222 | Kit for conversion of Oxygen | Nos | 1650 | 27 | 1398.3051 | 44550 | 18 | 29700 | 0 | 14850 |  | 0 |  | 0 | 0 | 0 | 27 | 44550 | 18 | 29700 | 0 | 14850
222 | 184 | SOTC223 | Suction Jars of 600 ml capacity | Nos | 3450 | 27 | 2923.7288 | 93150 | 37 | 127650 | 34500 | 0 |  | 0 |  | 0 | 0 | 0 | 27 | 93150 | 37 | 127650 | 34500 | 0
223 | 185 | SOTC224 | Adapters for Vacuum | Nos | 750 | 27 | 635.5932 | 20250 | 27 | 20250 | 0 | 0 |  | 0 |  | 0 | 0 | 0 | 27 | 20250 | 27 | 20250 | 0 | 0
224 | 186 | SOTC225 | Adapters for Air | Nos | 750 | 27 | 635.5932 | 20250 | 27 | 20250 | 0 | 0 |  | 0 |  | 0 | 0 | 0 | 27 | 20250 | 27 | 20250 | 0 | 0
225 | 187 | SOTC226 | Adapters for Nitrous Oxide | Nos | 750 | 15 | 635.5932 | 11250 | 15 | 11250 | 0 | 0 |  | 0 |  | 0 | 0 | 0 | 15 | 11250 | 15 | 11250 | 0 | 0
226 | 188 | SOTC227 | Vacuum Tube | Nos | 550 | 27 | 466.1017 | 14850 | 32 | 17600 | 2750 | 0 | 58 | 31900 | 5 | 2750 | 0 | 29150 | 85 | 46750 | 37 | 20350 | 0 | 26400
227 | 189 | SOTC228 | Bed Head wall panel horizontal 1500 mm long single railing | Nos | 35000 | 27 | 29661.0169 | 945000 | 31 | 1085000 | 140000 | 0 |  | 0 |  | 0 | 0 | 0 | 27 | 945000 | 31 | 1085000 | 140000 | 0
228 | 190 | SOTC229 | Valve box -2 services | Nos | 9500 | 1 | 8050.8475 | 9500 | 0 | 0 | 0 | 9500 |  | 0 |  | 0 | 0 | 0 | 1 | 9500 | 0 | 0 | 0 | 9500
229 | 191 | SOTC230 | Valve box -3 services | Nos | 14500 | 3 | 12288.1356 | 43500 | 5 | 72500 | 29000 | 0 |  | 0 |  | 0 | 0 | 0 | 3 | 43500 | 5 | 72500 | 29000 | 0
230 | 192 | SOTC231 | Valve box -6 services | Nos | 22500 | 1 | 19067.7966 | 22500 | 2 | 45000 | 22500 | 0 | 5 | 112500 | 5 | 112500 | 0 | 0 | 6 | 135000 | 7 | 157500 | 22500 | 0
231 | 193 | SOTC232 | 4 + 4 size of CO2 manifold System | Job | 40000 | 1 | 33898.3051 | 40000 | 1 | 40000 | 0 | 0 | 1 | 40000 | 1 | 40000 | 0 | 0 | 2 | 80000 | 2 | 80000 | 0 | 0
232 | 194 | SOTC233 | 2 cylinder emergency manifold | Job | 14500 | 1 | 12288.1356 | 14500 | 1 | 14500 | 0 | 0 | 1 | 14500 | 1 | 14500 | 0 | 0 | 2 | 29000 | 2 | 29000 | 0 | 0
233 | 195 | SOTC234 | Fully Automatic CO2 Control System | Job | 185000 | 1 | 156779.661 | 185000 | 1 | 185000 | 0 | 0 | 1 | 185000 | 1 | 185000 | 0 | 0 | 2 | 370000 | 2 | 370000 | 0 | 0
234 | 237 | SOTC235 | Aneste Iwata Make TFS 150 C9 Model, Compresso Two stage, Motor 15 HP & 57.18 CFM, 60 CFM Air Dryer with 2000 Ltrs Receiver Twin System (For Air4, Air7) | Job | 1895000 | 1 | 1605932.2034 | 1895000 | 1 | 1895000 | 0 | 0 |  | 0 |  | 0 | 0 | 0 | 1 | 1895000 | 1 | 1895000 | 0 | 0
235 | 196 | SOTC236 | Supporting structure for MGPS lines with Ismb Columns, beams, MS angles, Flats and square rods | Job | 795000 | 1 | 673728.8136 | 795000 | 1 | 795000 | 0 | 0 |  | 0 |  | 0 | 0 | 0 | 1 | 795000 | 1 | 795000 | 0 | 0
236 | 197 | SOTC237 | 2x20 Oxygen Main manifold System | Job | 95000 | 1 | 80508.4746 | 95000 | 1 | 95000 | 0 | 0 |  | 0 |  | 0 | 0 | 0 | 1 | 95000 | 1 | 95000 | 0 | 0
237 | 198 | SOTC238 | Electrical Control Panel for MGPS | Job | 145000 | 1 | 122881.3559 | 145000 | 1 | 145000 | 0 | 0 |  | 0 |  | 0 | 0 | 0 | 1 | 145000 | 1 | 145000 | 0 | 0
238 | 238 | SOTC239 | Vaccum system Ingersoll Rand Make Model 15V x 10 Model with 5 HP Motor with 1000 Liters Reciever, Filters, Electricals, Etc Secretion Trap and Bacteria Filter | Job | 1495000 | 2 | 1266949.1525 | 2990000 | 2 | 2990000 | 0 | 0 |  | 0 |  | 0 | 0 | 0 | 2 | 2990000 | 2 | 2990000 | 0 | 0
239 | 235 | SOTC240 | Validation By Third Party Agency Charges per Each MOT | Each | 100000 | 4 | 84745.7627 | 400000 | 4 | 400000 | 0 | 0 |  | 0 |  | 0 | 0 | 0 | 4 | 400000 | 4 | 400000 | 0 | 0
240 | 236 | SOTC241 | Anesthetic Gas Scavenging System (AGSS) | Job | 1213000 | 1 | 1027966.1017 | 1213000 | 1 | 1213000 | 0 | 0 |  | 0 |  | 0 | 0 | 0 | 1 | 1213000 | 1 | 1213000 | 0 | 0
|  |  | Electrical Connections for 2 UPS | Job | 100000 | 0 |  | 0 | 0 | 0 | 0 | 0 | 1 | 100000 | 1 | 100000 | 0 | 0 | 1 | 100000 | 1 | 100000 | 0 | 0
|  |  | Double Arm Surgical Pendants (Imported) | Nos | 1195000 | 0 |  | 0 | 0 | 0 | 0 | 0 | 6 | 7170000 | 6 | 7170000 | 0 | 0 | 6 | 7170000 | 6 | 7170000 | 0 | 0
[8 empty] | 175773220.8 |  | 178637630.32 | 17853974.52 | 14989565 |  | 39541980 |  | 36293761.95 | 0 | 3248218.05 |  | 215315200.8 |  | 214931392.27 | 17851224.52 | 18235033.05
[12 empty] | -2864409.52 |  |  |  |  | 0 | 3248218.05 |  |  |  | #REF!
[15 empty] | 383808.53 | [6 empty] | 383808.53
Supplemental Items
S.No |  |  | Item Description | UOM | Unit Rate (Rs.) |  |  |  | QTY | Amount (Rs.) | [10 empty] | QTY | Amount (Rs.)
1 |  |  | Under Deck Insulation | Sqm | 700 |  |  |  | 262.74 | 183918 | [10 empty] | 262.74 | 183918
2 |  |  | PCC (1:3:6) nominal mix using 20mm size graded m/c (OTs screed) | Cum | 8000 |  |  |  | 28.01 | 224080 | [10 empty] | 28.01 | 224080
3 |  |  | Self Levelling Course before laying of Vinyl Flooring | Sqm | 1000 |  |  |  | 636.23 | 636230 | [10 empty] | 636.23 | 636230
4 |  |  | 800 KVA Transformer OLTC for transformers with RTCC: Supply, Transportation, Installation, Testing and Commissioning of 750 KVA TRANSFORMER with all test reports. The Transformer shall be designed and manufactured as per IS:1180 OLTC with level-II with initial filling of oil as per IS 335-1993. 1000 A LT Breaker Kiosk - 01 No.The basic details of the Transformer are as under. Makes: Kirloskar / PETE / Esennar / Voltamp / Crompton / ABB / Schneider. | Nos | 5000000 |  |  |  | 1 | 5000000 | [10 empty] | 1 | 5000000
5 |  |  | Cementitious Water Proofing over the Roof Slab & Pheriperal walls of State Organ Transplantation Center Gandhi Hospital | Sqm |  |  |  |  | 4925 | 0 | [10 empty] | 4925 | 0
6 |  |  | Expansion Joint filling | Rmt | 10000 |  |  |  | 50 | 500000 | [10 empty] | 50 | 500000
7 |  |  | Acoustic Wall Paneling in MOTs Integration Room | Sqm | 3000 |  |  |  | 98.22 | 294660 | [10 empty] | 98.22 | 294660
8 |  |  | Acoustic Ceiling Panelling in MOTs Integration Room | Sqm | 4000 |  |  |  | 61.065 | 244260 | [10 empty] | 61.065 | 244260
9 |  |  | Wooden Flooring in MOTs Integration Room | Sqm | 3000 |  |  |  | 63.96 | 191880 | [10 empty] | 63.96 | 191880
10 |  |  | 4 Gas Digital Alarm Panels | Nos | 30000 |  |  |  | 1 | 30000 | [10 empty] | 1 | 30000
11 |  |  | 6 Gas Digital Alarm Panels | Nos | 40000 |  |  |  | 7 | 280000 | [10 empty] | 7 | 280000
12 |  |  | Valve box 4 series | Nos | 14500 |  |  |  | 1 | 14500 | [10 empty] | 1 | 14500
13 |  |  | 4 + 4 O2 manifold system | Job | 40000 |  |  |  | 1 | 40000 | [10 empty] | 1 | 40000
14 |  |  | Fully automatic O2 control system | Job | 185000 |  |  |  | 1 | 185000 | [10 empty] | 1 | 185000
15 |  |  | PCGI Wall Panelling | Sqm | 6500 |  |  |  | 297.52 | 1933880 | [10 empty] | 297.52 | 1933880
16 |  |  | PCGI Ceiling Paneling | Sqm | 6500 |  |  |  | 163.08 | 1060020 | [10 empty] | 163.08 | 1060020
17 |  |  | 90 to 100% Blinds for MOTs Integration Room | Sqm | 2000 |  |  |  | 4.59 | 9180 | [10 empty] | 4.59 | 9180
20 |  |  | View Window with Motorised Blinds of 0.9 Mt Length & 1.23 Mt Height | Sqm | 127305 |  |  |  | 10 | 1273050 |  |  | 4 | 509220 | [6 empty] | 14 | 1782270
21 |  |  | Wall Tiles at Entrance | Sqm | 1800 | [15 empty] | 113.7 | 204660
22 |  |  | 2-Bay Scrub Station | Nos | 300000 | [15 empty] | 1 | 300000
23 |  |  | RO Port with shed and RO Water circulation system with connection to 10 beds in Post ICU, 4 beds in Transplant ICU and one in each TIR and drinage system for used water | Nos | 4000000 | [15 empty] | 1 | 4000000
24 |  |  | CSSD Table in CSSD Room | Nos | 50000 | [15 empty] | 1 | 50000
25 |  |  | Glass Sliding Doors in TIR-2 & TIR-3 | Sqm | 1500 | [15 empty] | 6.3 | 9450
26 |  |  | Wall Mounted Shoe Rack | Nos | 15000 | [15 empty] | 1 | 15000
27 |  |  | Monitor Stand beside Bed in ICUs & TIRs | Nos | 8000 | [15 empty] | 31 | 248000
28 |  |  | 2 way AV communictaion in counselling room |  | 400000 | [15 empty] | 1 | 400000
29 |  |  | Writing Board in Counselling Room |  | 18750 | [15 empty] | 1 | 18750
|  |  | Removal of old Cement Mortor of Wall cladding | Sqm | 15 | [15 empty] | 543.3 | 8149.5
17863887.5
Items Not In BOQ
1 |  |  | Under Deck Insulation |  |  | 0 | [12 empty] | 0 |  | 80
2 |  |  | Screed |  |  | 0 | [12 empty] | 0 |  | 24.1
3 |  |  | Self Levelling |  |  | 0 | [12 empty] | 0 |  | 827.13
4 |  |  | 4 Gas Digital Alarm Panels |  |  | 0 | [12 empty] | 0 |  | 1
5 |  |  | 6 Gas Digital Alarm Panels |  |  | 0 | [12 empty] | 0 |  | 7
6 |  |  | Valve box 4 series |  |  | 0 | [12 empty] | 0 |  | 1
7 |  |  | 4 + 4 N2O manifold System |  |  | 0 | [12 empty] | 0 |  | 1
8 |  |  | 4 + 4 CO2 manifold system |  |  | 0 | [12 empty] | 0 |  | 1
9 |  |  | 2 cylinder emergency manifold - CO2 |  |  | 0 | [12 empty] | 0 |  | 1
10 |  |  | 2 cylinder emergency manifold - N2O |  |  | 0 | [12 empty] | 0 |  | 1
11 |  |  | Fully automatic N2O control system |  |  | 0 | [12 empty] | 0 |  | 1
12 |  |  | Fully automatic O2 control system |  |  | 0 | [12 empty] | 0 |  | 1
13 |  |  | 750 KVA Transformer OLTC for transformers with RTCC: Supply, Transportation, Installation, Testing and Commissioning of 750 KVA TRANSFORMER with all test reports. The Transformer shall be designed and manufactured as per IS:1180 OLTC with level-II with initial filling of oil as per IS 335-1993. 1000 A LT Breaker Kiosk - 01 No.The basic details of the Transformer are as under. Makes: Kirloskar / PETE / Esennar / Voltamp / Crompton / ABB / Schneider. |  |  | 0 | [12 empty] | 0
14 |  |  | Cementitious Water Proofing over the Roof Slab & Pheriperal walls of State Organ Transplantation Center Gandhi Hospital |  |  | 0 | [12 empty] | 0 Job
15 |  |  | vinyl flooring in non sterile corridor |  |  | 0
16 |  |  | Expansion Joint
17 |  |  | PCGI Paneling | [17 empty] | 470
18 |  |  | AcousticWall Paneling | [17 empty] | 88.5
19 |  |  | Wooden Flooring | [17 empty] | 61.5
20 |  |  | Acoustic ceiling Paneling |  |  | 0 | Sqm | [11 empty] | 0 |  | 147
21 |  |  | Cladding Remove (Old Cement Mortor Plaster) |  |  | 0 | Sqm | [13 empty] | 534.3

## RE1
SOTC REVISED ESTIMATE
S.No | Item S.No | Item Code | Item Name |  |  | As Per Agreement (with 4 Ots) |  |  | Additional Sanction fot 2 Ots |  | Total Quantity |  |  | As Per Work Done/To Be Done |  |  | As Per Work Done/To Be Done |  |  |  | Variation
|  |  |  | UOM | Unit Rate (Rs.) | QTY |  | Amount (Rs.) | QTY | Amount (Rs.) | QTY | Rate (Rs.) | Amount (Rs.) | QTY | Rate (Rs.) | Amount (Rs.) | QTY |  | Rate (Rs.) | Amount (Rs.) | Excess | Less
1 |  | SOTC001 | Stainless Steel Pre-fabricated Wall panels in MOTs1) Make: SS 304 medical grade JINDAL certified by a notified body NABL Lab.2) Not less than 50mm thick (0.80mm thick sheet on both sides).3) 41Kg/Cum density PUF, fine grain surface, treated with anti bacterial/anti fungal paint, shall be made with single sheet without any joints/welding, should be covered with a protective sheet. Certified by a notified body NABL Lab. | Sqm | 15010 | 400 | 12720.339 | 6004000 | 200 | 3002000 | 600 | #REF! | 9006000 | 580 | #REF! | 8705800 | 354 | Sqm | 15010 | 5313540 | 0 | 300200
2 |  | SOTC002 | Stainless Steel Pre-fabricated Ceiling panels In MOTs & MOTs Corridor | Sqm | 15010 | 385 | 12720.339 | 5778850 | 70 | 1050700 | 455 | #REF! | 6829550 | 270 | #REF! | 4052700 | 385 | Sqm | 15010 | 5778850 | 0 | 2776850
3 |  | SOTC003 | Dynamic Hatch Box | Nos | 295000 | 2 | 250000 | 590000 | 1 | 295000 | 3 | 250000 | 885000 | 3 | 250000 | 885000 | 2 | Nos | 295000 | 590000 | 0 | 0
4 |  | SOTC004 | Electro conductive Flooring inside MOTs | Sqm | 4035 | 160 | 3419.4915 | 645600 | 80 | 322800 | 240 | #REF! | 968400 | 264 | #REF! | 1065240 | 160 | Sqm | 4035 | 645600 | 96840 | 0
5 |  | SOTC005 | Flooring with Vinyl Sheets In MOT Corridor | Sqm | 3750 | 175 | 3177.9661 | 656250 | 50 | 187500 | 225 | #REF! | 843750 | 61 | #REF! | 228750 | 175 | Sqm | 3750 | 656250 | 0 | 615000
6 |  | SOTC006 | Uni Directional Ceiling Laminar Airflow Systems | Nos | 465000 | 4 | 394067.7966 | 1860000 | 2 | 930000 | 6 | 394067.7966 | 2790000 | 6 | 394067.7966 | 2790000 | 4 | Nos | 465000 | 1860000 | 0 | 0
7 |  | SOTC007 | Air Handling Units (AHUs) 11 TR | Nos | 1495000 | 4 | 1266949.1525 | 5980000 | 2 | 2990000 | 6 | 1266949.1525 | 8970000 | 6 | 1266949.1525 | 8970000 | 4 | Nos | 1495000 | 5980000 | 0 | 0
8 |  | SOTC008 | Condensing Units | Nos | 345000 | 4 | 292372.8814 | 1380000 | 2 | 690000 | 6 | 292372.8814 | 2070000 | 6 | 292372.8814 | 2070000 | 4 | Nos | 345000 | 1380000 | 0 | 0
9 |  | SOTC009 | Pressure Relief Dampers | Nos | 22500 | 4 | 19067.7966 | 90000 | 2 | 45000 | 6 | 19067.7966 | 135000 | 6 | 19067.7966 | 135000 | 4 | Nos | 22500 | 90000 | 0 | 0
10 |  | SOTC010 | Single arm Anesthesia Pendants (Imported) | Nos | 1195000 | 4 | 1012711.8644 | 4780000 | 2 | 2390000 | 6 | 1012711.8644 | 7170000 | 6 | 1012711.8644 | 7170000 | 4 | Nos | 1195000 | 4780000 | 0 | 0
11 |  | SOTC011 | Triple Dome Ceiling OT LED Lights (Imported) | Nos | 4750000 | 2 | 4025423.7288 | 9500000 |  | 0 | 2 | 4025423.7288 | 9500000 | 2 | 4025423.7288 | 9500000 | 2 | Nos | 4750000 | 9500000 | 0 | 0
12 |  | SOTC012 | Double Dome Ceiling OT LED Lights (Imported) | Nos | 3550000 | 2 | 3008474.5763 | 7100000 | 2 | 7100000 | 4 | 3008474.5763 | 14200000 | 4 | 3008474.5763 | 14200000 | 2 | Nos | 3550000 | 7100000 | 0 | 0
13 |  | SOTC013 | Detachable Hi Definition Cameras in Triple Dome Ceiling OT Lights | Nos | 995000 | 2 | 843220.339 | 1990000 | 1 | 995000 | 3 | 843220.339 | 2985000 | 3 | 843220.339 | 2985000 | 2 | Nos | 995000 | 1990000 | 0 | 0
14 |  | SOTC014 | Ceiling/Wall mounted CCTV Room Camera | Nos | 22500 | 4 | 19067.7966 | 90000 | 2 | 45000 | 6 | 19067.7966 | 135000 | 6 | 19067.7966 | 135000 | 4 | Nos | 22500 | 90000 | 0 | 0
15 |  | SOTC015 | LED Peripheral Lights cum clean room (OT) luminaries | Nos | 18750 | 62 | 15889.8305 | 1162500 | 40 | 750000 | 102 | 15889.8305 | 1912500 | 102 | 15889.8305 | 1912500 | 62 | Nos | 18750 | 1162500 | 0 | 0
16 |  | SOTC016 | View Window with Motorised Blinds of 1 Mt Length & 1 Mt Height | Nos | 115000 | 7 | 97457.6271 | 805000 | 2 | 230000 | 9 | 97457.6271 | 1035000 | 9 | 97457.6271 | 1035000 | 7 | Nos | 115000 | 805000 | 0 | 0
17 |  | SOTC017 | Hermetically Sealed Doors (1.80mt x 2.10 mt) | Nos | 115000 | 4 | 97457.6271 | 460000 | 2 | 230000 | 6 | 97457.6271 | 690000 | 8 | 97457.6271 | 920000 | 4 | Nos | 115000 | 460000 | 230000 | 0
18 |  | SOTC018 | (1.50mt x 2.10 mt) Sliding Automatic Sliding Doors with View Windoy of 1 Mt x 1 Mt | Nos | 525000 | 2 | 444915.2542 | 1050000 |  | 0 | 2 | 444915.2542 | 1050000 | 2 | 444915.2542 | 1050000 | 2 | Nos | 525000 | 1050000 | 0 | 0
19 |  | SOTC019 | Storage Units | Nos | 75000 | 4 | 63559.322 | 300000 | 2 | 150000 | 6 | 63559.322 | 450000 | 6 | 63559.322 | 450000 | 4 | Nos | 75000 | 300000 | 0 | 0
20 |  | SOTC020 | Writing Board (List Board) | Nos | 18750 | 4 | 15889.8305 | 75000 | 2 | 37500 | 6 | 15889.8305 | 112500 | 6 | 15889.8305 | 112500 | 4 | Nos | 18750 | 75000 | 0 | 0
21 |  | SOTC021 | X-Ray CT Scan LED viewing Screen | Nos | 37500 | 4 | 31779.661 | 150000 | 2 | 75000 | 6 | 31779.661 | 225000 | 6 | 31779.661 | 225000 | 4 | Nos | 37500 | 150000 | 0 | 0
22 |  | SOTC022 | Touch Screen Surgeon Control Panels | Nos | 385000 | 4 | 326271.1864 | 1540000 | 2 | 770000 | 6 | 326271.1864 | 2310000 | 6 | 326271.1864 | 2310000 | 4 | Nos | 385000 | 1540000 | 0 | 0
23 |  | SOTC023 | 3-Bay Scrub Stations/Sinks | Nos | 368750 | 2 | 312500 | 737500 |  | 0 | 2 | 312500 | 737500 | 4 | 312500 | 1475000 | 2 | Nos | 368750 | 737500 | 737500 | 0
24 |  | SOTC024 | Video and Image Management system | Nos | 8000000 | 1 | 6779661.0169 | 8000000 |  | 0 | 1 | 6779661.0169 | 8000000 | 1 | 6779661.0169 | 8000000 | 1 | Nos | 8000000 | 8000000 | 0 | 0
25 |  | SOTC025 | Medical Grade Monitors 32 inch 4 K Resolution | Nos | 1295000 | 4 | 1097457.6271 | 5180000 | 2 | 2590000 | 6 | 1097457.6271 | 7770000 | 6 | 1097457.6271 | 7770000 | 4 | Nos | 1295000 | 5180000 | 0 | 0
26 |  | SOTC026 | Wall mounted large screen display 55 inch (Commercial Grade) | Nos | 495000 | 2 | 419491.5254 | 990000 |  | 0 | 2 | 419491.5254 | 990000 | 2 | 419491.5254 | 990000 | 2 | Nos | 495000 | 990000 | 0 | 0
27 |  | SOTC027 | Cable connections for integration within MOTs and with Workshop Projector Hall, Networks with OFC Cable | Job | 997500 | 4 | 845338.9831 | 3990000 | 2 | 1995000 | 6 | 845338.9831 | 5985000 | 6 | 845338.9831 | 5985000 | 4 | Job | 997500 | 3990000 | 0 | 0
28 |  | SOTC028 | Wireless Microphone | Nos | 255000 | 1 | 216101.6949 | 255000 |  | 0 | 1 | 216101.6949 | 255000 | 1 | 216101.6949 | 255000 | 1 | Nos | 255000 | 255000 | 0 | 0
29 |  | SOTC029 | Digital mixer Amplifier | Nos | 245000 | 1 | 207627.1186 | 245000 |  | 0 | 1 | 207627.1186 | 245000 | 1 | 207627.1186 | 245000 | 1 | Nos | 245000 | 245000 | 0 | 0
30 |  | SOTC030 | Ceiling Mounted Speakers | Nos | 15000 | 4 | 12711.8644 | 60000 | 2 | 30000 | 6 | 12711.8644 | 90000 | 6 | 12711.8644 | 90000 | 4 | Nos | 15000 | 60000 | 0 | 0
31 |  | SOTC031 | Video Conferencing System | Nos | 1195000 | 1 | 1012711.8644 | 1195000 |  | 0 | 1 | 1012711.8644 | 1195000 | 1 | 1012711.8644 | 1195000 | 1 | Nos | 1195000 | 1195000 | 0 | 0
32 |  | SOTC032 | Home Theatre Power Conditioner, 230 V | Nos | 145000 | 1 | 122881.3559 | 145000 |  | 0 | 1 | 122881.3559 | 145000 | 1 | 122881.3559 | 145000 | 1 | Nos | 145000 | 145000 | 0 | 0
33 |  | SOTC033 | Amplifier (8 Channel) | Nos | 245000 | 1 | 207627.1186 | 245000 |  | 0 | 1 | 207627.1186 | 245000 | 1 | 207627.1186 | 245000 | 1 | Nos | 245000 | 245000 | 0 | 0
34 |  | SOTC034 | HiFi Active Sub Woofer | Nos | 50000 | 1 | 42372.8814 | 50000 |  | 0 | 1 | 42372.8814 | 50000 | 1 | 42372.8814 | 50000 | 1 | Nos | 50000 | 50000 | 0 | 0
35 |  | SOTC035 | 4K Laser Projection TV | Nos | 1495000 | 1 | 1266949.1525 | 1495000 |  | 0 | 1 | 1266949.1525 | 1495000 | 1 | 1266949.1525 | 1495000 | 1 | Nos | 1495000 | 1495000 | 0 | 0
36 |  | SOTC036 | Equalization & Loud Speaker Control System | Nos | 40000 | 1 | 33898.3051 | 40000 |  | 0 | 1 | 33898.3051 | 40000 | 1 | 33898.3051 | 40000 | 1 | Nos | 40000 | 40000 | 0 | 0
37 |  | SOTC037 | Sound Analog Mixer | Nos | 245000 | 1 | 207627.1186 | 245000 |  | 0 | 1 | 207627.1186 | 245000 | 1 | 207627.1186 | 245000 | 1 | Nos | 245000 | 245000 | 0 | 0
38 |  | SOTC038 | Electrical Installations in MOTs & TIRs | Job | 195000 | 7 | 165254.2373 | 1365000 | 2 | 390000 | 9 | 165254.2373 | 1755000 | 9 | 165254.2373 | 1755000 | 7 | Job | 195000 | 1365000 | 0 | 0
39 |  | SOTC039 | Stainless Steel Pre-fabricated Wall panels in TIRs | Sqm | 15010 | 202 | 12720.339 | 3032020 | 150 | 2251500 | 352 | 12720.339 | 5283520 | 240 |  | 3602400 | 202 |  | 15010 | 3032020 | 0 | 1681120
40 |  | SOTC040 | Stainless Steel Pre-fabricated Ceiling panels in TIRs and TIR Corridor | Sqm | 15010 | 146 | 12720.339 | 2191460 | 8 | 120080 | 154 | 12720.339 | 2311540 | 140 |  | 2101400 | 146 |  | 15010 | 2191460 | 0 | 210140
41 |  | SOTC041 | Electro conductive Flooring inside TIRs | Sqm | 4035 | 146 | 3419.4915 | 589110 |  | 0 | 146 | 3419.4915 | 589110 | 122 |  | 492270 | 146 |  | 4035 | 589110 | 0 | 96840
42 |  | SOTC042 | Flooring with Vinyl Sheets In TIR Corridor |  | 3750 | 61 | 3177.9661 | 228750 |  | 0 | 61 | #REF! | 228750 | 73 |  | 273750 | 61 |  | 3750 | 228750 | 45000 | 0
43 |  | SOTC043 | Uni Directional Ceiling Laminar Airflow Systems | Nos | 395000 | 3 | 334745.7627 | 1185000 |  | 0 | 3 | 334745.7627 | 1185000 | 3 | 334745.7627 | 1185000 | 3 | Nos | 395000 | 1185000 | 0 | 0
44 |  | SOTC044 | Air Handling Units (AHUs) 11 TR | Nos | 1495000 | 2 | 1266949.1525 | 2990000 |  | 0 | 2 | 1266949.1525 | 2990000 | 2 | 1266949.1525 | 2990000 | 2 | Nos | 1495000 | 2990000 | 0 | 0
45 |  | SOTC045 | Air Handling Units (AHUs) 8.5 TR | Nos | 1195000 | 1 | 1012711.8644 | 1195000 |  | 0 | 1 | 1012711.8644 | 1195000 | 1 | 1012711.8644 | 1195000 | 1 | Nos | 1195000 | 1195000 | 0 | 0
46 |  | SOTC046 | Condensing Units | Nos | 345000 | 3 | 292372.8814 | 1035000 |  | 0 | 3 | 292372.8814 | 1035000 | 3 | 292372.8814 | 1035000 | 3 | Nos | 345000 | 1035000 | 0 | 0
47 |  | SOTC047 | Pressure Relief Dampers | Nos | 22500 | 3 | 19067.7966 | 67500 |  | 0 | 3 | 19067.7966 | 67500 | 3 | 19067.7966 | 67500 | 3 | Nos | 22500 | 67500 | 0 | 0
48 |  | SOTC048 | Hermetically Sealed Doors (1.80mt x 2.10 mt) | Nos | 525000 | 3 | 444915.2542 | 1575000 |  | 0 | 3 | 444915.2542 | 1575000 | 3 | 444915.2542 | 1575000 | 3 | Nos | 525000 | 1575000 | 0 | 0
49 |  | SOTC049 | 12mm thick glazed Glass partition walls in TIRs | Sqm | 650 | 40 | 550.8475 | 26000 |  | 0 | 40 | 550.8475 | 26000 | 40 | 550.8475 | 26000 | 40 | Sqm | 650 | 26000 | 0 | 0
50 |  | SOTC050 | Wall mounted LED TV43 inchesFull HD | Nos | 165000 | 3 | 139830.5085 | 495000 |  | 0 | 3 | 139830.5085 | 495000 | 3 | 139830.5085 | 495000 | 3 | Nos | 165000 | 495000 | 0 | 0
51 |  | SOTC051 | Ceiling/Wall mounted CCTV Room Camera | Nos | 12000 | 3 | 10169.4915 | 36000 |  | 0 | 3 | 10169.4915 | 36000 | 3 | 10169.4915 | 36000 | 3 | Nos | 12000 | 36000 | 0 | 0
52 |  | SOTC052 | BED HEAD PANEL FOR TIR WITH DOUBLE OUTLETS AND ELECTRICAL OUTLETS | Nos | 49500 | 3 | 41949.1525 | 148500 |  | 0 | 3 | 41949.1525 | 148500 | 6 | 41949.1525 | 297000 | 3 | Nos | 49500 | 148500 | 148500 | 0
5 |  | SOTC053 | X-RAY VIEWERS FOR ALL ICUS AND PRE OPP AREAS AND DOCTORS ROOMS | Nos | 37500 | 5 | 31779.661 | 187500 |  | 0 | 5 | 31779.661 | 187500 | 5 | 31779.661 | 187500 | 5 | Nos | 37500 | 187500 | 0 | 0
54 |  | SOTC054 | WRITING BOARDS FOR ICUS, PRE OPP | Nos | 18750 | 5 | 15889.8305 | 93750 |  | 0 | 5 | 15889.8305 | 93750 | 5 | 15889.8305 | 93750 | 5 | Nos | 18750 | 93750 | 0 | 0
55 |  | SOTC055 | CCTV CEILING CAMERA | Nos | 9500 | 10 | 8050.8475 | 95000 |  | 0 | 10 | 8050.8475 | 95000 | 10 | 8050.8475 | 95000 | 10 | Nos | 9500 | 95000 | 0 | 0
56 |  | SOTC056 | Supply and Fixing of 25mm dia Conduit Pipes surface on wall. | Rmt | 110 | 10000 | 93.2203 | 1100000 |  | 0 | 10000 | 93.2203 | 1100000 | 10000 | 93.2203 | 1100000 | 10000 | Rmt | 110 | 1100000 | 0 | 0
57 |  | SOTC057 | Supply and Fixing of 25mm dia Conduit Pipes Concealed on wall. | Rmt | 115 | 4000 | 97.4576 | 460000 |  | 0 | 4000 | 97.4576 | 460000 | 4000 | 97.4576 | 460000 | 4000 | Rmt | 115 | 460000 | 0 | 0
58 |  | SOTC058 | Wiring with run of 2 of 1.5 Sqmm Copper cable for points wiring. | Pts | 1525 | 570 | 1292.3729 | 869250 |  | 0 | 570 | 1292.3729 | 869250 | 570 | 1292.3729 | 869250 | 570 | Pts | 1525 | 869250 | 0 | 0
59 |  | SOTC059 | Wiring with run of 2 of 1.5 Sqmm Copper cable for stairecase points wiring. | Pts | 1100 | 10 | 932.2034 | 11000 |  | 0 | 10 | 932.2034 | 11000 | 10 | 932.2034 | 11000 | 10 | Pts | 1100 | 11000 | 0 | 0
60 |  | SOTC060 | Supply and fixing of 6A/10A ISI Mark 3/2 pin Modular socket Common switch board | Pts | 900 | 25 | 762.7119 | 22500 |  | 0 | 25 | 762.7119 | 22500 | 25 | 762.7119 | 22500 | 25 | Pts | 900 | 22500 | 0 | 0
61 |  | SOTC061 | Wiring with 3 of 1.5 sq.mm with 6A switch and 6A, 3/2 pin socket Modular type with 6A switch control fixing on separate board. | Pts | 2800 | 50 | 2372.8814 | 140000 |  | 0 | 50 | 2372.8814 | 140000 | 50 | 2372.8814 | 140000 | 50 | Pts | 2800 | 140000 | 0 | 0
62 |  | SOTC062 | Supply and fixing of 6A switchs - 2 Nos and 6A 3/2 pin socket - 3 Nos Modular type with cover plate | Pts | 1400 | 200 | 1186.4407 | 280000 |  | 0 | 200 | 1186.4407 | 280000 | 200 | 1186.4407 | 280000 | 200 | Pts | 1400 | 280000 | 0 | 0
63 |  | SOTC063 | Supply & fixing of 16A/6A, 2 in one socket with 16A switch control modular type | Nos | 900 | 200 | 762.7119 | 180000 |  | 0 | 200 | 762.7119 | 180000 | 200 | 762.7119 | 180000 | 200 | Nos | 900 | 180000 | 0 | 0
64 |  | SOTC064 | Supply & fixing of 32A, socket with switch control modular | Nos | 1600 | 18 | 1355.9322 | 28800 |  | 0 | 18 | 1355.9322 | 28800 | 18 | 1355.9322 | 28800 | 18 | Nos | 1600 | 28800 | 0 | 0
65 |  | SOTC065 | Supply & fixing of 64A, socket with 64A switch control modular type | Nos | 18000 | 4 | 15254.2373 | 72000 |  | 0 | 4 | 15254.2373 | 72000 | 4 | 15254.2373 | 72000 | 4 | Nos | 18000 | 72000 | 0 | 0
66 |  | SOTC066 | Supply and Run of 1 of 1.5 sq.mm (phase, neutral and earth) FRLSH / HFFR PVC insulated 1100V grade as per IS:694/1990, IS 17048 specifications for Copper cable. | Rmt | 36 | 2000 | 30.5085 | 72000 |  | 0 | 2000 | 30.5085 | 72000 | 2000 | 30.5085 | 72000 | 2000 | Rmt | 36 | 72000 | 0 | 0
67 |  | SOTC067 | Supply and Run of 3 of 1.5 sq.mm (phase, neutral and earth) FRLSH / HFFR PVC insulated 1100V grade as per IS:694/1990, IS 17048 specifications for Copper cable . | Rmt | 100 | 2000 | 84.7458 | 200000 |  | 0 | 2000 | 84.7458 | 200000 | 2000 | 84.7458 | 200000 | 2000 | Rmt | 100 | 200000 | 0 | 0
68 |  | SOTC068 | Supply and Run of 3 of 2.5 sq.mm (phase, neutral and earth) FRLSH / HFFR PVC insulated 1100V grade as per IS:694/1990, IS 17048 specifications for Copper cable. | Rmt | 145 | 8000 | 122.8814 | 1160000 |  | 0 | 8000 | 122.8814 | 1160000 | 8000 | 122.8814 | 1160000 | 8000 | Rmt | 145 | 1160000 | 0 | 0
69 |  | SOTC069 | Supply and Run of 3 runs of 4.0 sq mm (phase neutral and earth) FRLSH / HFFR PVC insulated 1100V grade as per IS:694/1990, IS 17048 specifications for Copper cable. | Rmt | 230 | 5000 | 194.9153 | 1150000 |  | 0 | 5000 | 194.9153 | 1150000 | 5000 | 194.9153 | 1150000 | 5000 | Rmt | 230 | 1150000 | 0 | 0
70 |  | SOTC070 | Supply and Run of 3 of 6.0 Sq.mm FRLSH / HFFR PVC insulated 1100V grade as per IS:694/1990, IS 17048 specifications for Copper cable. | Rmt | 325 | 300 | 275.4237 | 97500 |  | 0 | 300 | 275.4237 | 97500 | 300 | 275.4237 | 97500 | 300 | Rmt | 325 | 97500 | 0 | 0
71 |  | SOTC071 | Supply and Run of 5 of 6.0 Sq.mm FRLSH / HFFR PVC insulated 1100V grade as per IS:694/1990, IS 17048 specifications for Copper cable. | Rmt | 545 | 300 | 461.8644 | 163500 |  | 0 | 300 | 461.8644 | 163500 | 300 | 461.8644 | 163500 | 300 | Rmt | 545 | 163500 | 0 | 0
72 |  | SOTC072 | Supply and Run of 5 of 10.0 Sq.mm FRLSH / HFFR PVC insulated 1100V grade as per IS:694/1990, IS 17048 specifications for Copper cable. | Rmt | 850 | 500 | 720.339 | 425000 |  | 0 | 500 | 720.339 | 425000 | 500 | 720.339 | 425000 | 500 | Rmt | 850 | 425000 | 0 | 0
73 |  | SOTC073 | Supply and fixing of DP Metal Enclosure with IP 20 Protection DB Make with 1 No 20A, 10 KA DP MCB | Nos | 1800 | 8 | 1525.4237 | 14400 |  | 0 | 8 | 1525.4237 | 14400 | 8 | 1525.4237 | 14400 | 8 | Nos | 1800 | 14400 | 0 | 0
74 |  | SOTC074 | Supply and fixing of 4 Way TPN DB Horizontal with IP 43 Protection as per IS:13032 (For Lighting DBs) | Nos | 13000 | 10 | 11016.9492 | 130000 |  | 0 | 10 | 11016.9492 | 130000 | 10 | 11016.9492 | 130000 | 10 | Nos | 13000 | 130000 | 0 | 0
75 |  | SOTC075 | Supply and fixing of 4 Way TPN DB Horizontal with IP 43 Protection as per IS:13032 (For Power DB's) | Nos | 13000 | 14 | 11016.9492 | 182000 |  | 0 | 14 | 11016.9492 | 182000 | 14 | 11016.9492 | 182000 | 14 | Nos | 13000 | 182000 | 0 | 0
76 |  | SOTC076 | Supply and fixing of 8 Way VTPN DB with IP 43 Protection as per IS:13032 | Nos | 50000 | 5 | 42372.8814 | 250000 |  | 0 | 5 | 42372.8814 | 250000 | 5 | 42372.8814 | 250000 | 5 | Nos | 50000 | 250000 | 0 | 0
77 |  | SOTC077 | Supply and fixing of cable adopteres box with cover for DBs including, massanory work etc., complete., | Nos | 6000 | 10 | 5084.7458 | 60000 |  | 0 | 10 | 5084.7458 | 60000 | 10 | 5084.7458 | 60000 | 10 | Nos | 6000 | 60000 | 0 | 0
78 |  | SOTC078 | Providing independent earthing for Important equipment with 40mm dia 'B' class 2.5m long G.I pipe (GI Earthing) | Nos | 22500 | 18 | 19067.7966 | 405000 |  | 0 | 18 | 19067.7966 | 405000 | 18 | 19067.7966 | 405000 | 18 | Nos | 22500 | 405000 | 0 | 0
79 |  | SOTC079 | Providing independent earthing by exacavating a pit to a depth of 2.25Mtr in all soils as per size specified in the data for Sophisticated Electronic equipment (Copper Earthing) | Nos | 54000 | 18 | 45762.7119 | 972000 |  | 0 | 18 | 45762.7119 | 972000 | 18 | 45762.7119 | 972000 | 18 | Nos | 54000 | 972000 | 0 | 0
80 |  | SOTC080 | Providing independent earthing for Important equipment with 100mm dia Heavy gauge C.I Earthing | Nos | 25000 | 6 | 21186.4407 | 150000 |  | 0 | 6 | 21186.4407 | 150000 | 6 | 21186.4407 | 150000 | 6 | Nos | 25000 | 150000 | 0 | 0
81 |  | SOTC081 | Supply and Run of 50mm x 6mm G.I Strip | Rmt | 450 | 400 | 381.3559 | 180000 |  | 0 | 400 | 381.3559 | 180000 | 400 | 381.3559 | 180000 | 400 | Rmt | 450 | 180000 | 0 | 0
82 |  | SOTC082 | Supply and Run of 25mm x 3mm copper strip | Rmt | 300 | 400 | 254.2373 | 120000 |  | 0 | 400 | 254.2373 | 120000 | 400 | 254.2373 | 120000 | 400 | Rmt | 300 | 120000 | 0 | 0
83 |  | SOTC083 | Supply, transportation and fixing of 22W +/ 10% , >/ 2300 lumens, 1200mm length LED light | Nos | 4800 | 20 | 4067.7966 | 96000 |  | 0 | 20 | 4067.7966 | 96000 | 20 | 4067.7966 | 96000 | 20 | Nos | 4800 | 96000 | 0 | 0
84 |  | SOTC084 | Supply, transportation and fixing 32-36W (>=3600 Lumens), 2' x2' (600mm x 600mm) slim panel LED luminaire | Nos | 4000 | 60 | 3389.8305 | 240000 |  | 0 | 60 | 3389.8305 | 240000 | 60 | 3389.8305 | 240000 | 60 | Nos | 4000 | 240000 | 0 | 0
85 |  | SOTC085 | Supply, transportation and fixing 12 W +/-10% (>= 1200 Lumens) Down lighter back lit LED Down Light Recessed / Surface | Nos | 1400 | 215 | 1186.4407 | 301000 |  | 0 | 215 | 1186.4407 | 301000 | 215 | 1186.4407 | 301000 | 215 | Nos | 1400 | 301000 | 0 | 0
86 |  | SOTC086 | Supply, transportation and fixing 18 W +/-10% (>= 1800 Lumens) Down lighter back lit LED Down Light | Nos | 1800 | 95 | 1525.4237 | 171000 |  | 0 | 95 | 1525.4237 | 171000 | 95 | 1525.4237 | 171000 | 95 | Nos | 1800 | 171000 | 0 | 0
87 |  | SOTC087 | Supply, transportation and fixing ISI mark batten holder / slanting holder | Nos | 160 | 8 | 135.5932 | 1280 |  | 0 | 8 | 135.5932 | 1280 | 8 | 135.5932 | 1280 | 8 | Nos | 160 | 1280 | 0 | 0
88 |  | SOTC088 | Supply, Transportation of energy efficient fan, 1200 mm sweep, aluminium body, consuming 28 W, BEE 5 star rated, ceiling fan | Nos | 3700 | 40 | 3135.5932 | 148000 |  | 0 | 40 | 3135.5932 | 148000 | 40 | 3135.5932 | 148000 | 40 | Nos | 3700 | 148000 | 0 | 0
89 |  | SOTC089 | Supply and fixing of Modular type Stepped electronic regulator. | Nos | 1000 | 40 | 847.4576 | 40000 |  | 0 | 40 | 847.4576 | 40000 | 40 | 847.4576 | 40000 | 40 | Nos | 1000 | 40000 | 0 | 0
90 |  | SOTC090 | Labour charges for fixing of ceiling fan and regulator | Nos | 210 | 40 | 177.9661 | 8400 |  | 0 | 40 | 177.9661 | 8400 | 40 | 177.9661 | 8400 | 40 | Nos | 210 | 8400 | 0 | 0
91 |  | SOTC091 | Supply and erecting 19/20mm steel tube down rod of one meter length | Nos | 600 | 40 | 508.4746 | 24000 |  | 0 | 40 | 508.4746 | 24000 | 40 | 508.4746 | 24000 | 40 | Nos | 600 | 24000 | 0 | 0
92 |  | SOTC092 | Supply of 12" (300mm) Light duty exhaust fan | Nos | 3000 | 5 | 2542.3729 | 15000 |  | 0 | 5 | 2542.3729 | 15000 | 5 | 2542.3729 | 15000 | 5 | Nos | 3000 | 15000 | 0 | 0
93 |  | SOTC093 | Supply,Transportation of 12" (300mm) ISI, 900 RPM Heavy duty exhaust fan | Nos | 4900 | 10 | 4152.5424 | 49000 |  | 0 | 10 | 4152.5424 | 49000 | 10 | 4152.5424 | 49000 | 10 | Nos | 4900 | 49000 | 0 | 0
94 |  | SOTC094 | Labour charges for fixing the exhaust fan in wall with necessary connections | Nos | 900 | 15 | 762.7119 | 13500 |  | 0 | 15 | 762.7119 | 13500 | 15 | 762.7119 | 13500 | 15 | Nos | 900 | 13500 | 0 | 0
95 |  | SOTC095 | Supply and fixing of GI louver shutter including GI mesh | Nos | 3200 | 15 | 2711.8644 | 48000 |  | 0 | 15 | 2711.8644 | 48000 | 15 | 2711.8644 | 48000 | 15 | Nos | 3200 | 48000 | 0 | 0
96 |  | SOTC096 | Main Power Panel with 1000A 4 Pole ACB as incomer - 1 No and out goings 800 A 4P MCCB - 1 No., 630 A 4P MCCB - 1 No., 400A 4P MCCB - 4 Nos & 250A 4P MCCB - 3 No's with required Digital Ammeter and Voltmer, LED Indicators | Nos | 1315000 | 1 | 1114406.7797 | 1315000 |  | 0 | 1 | 1114406.7797 | 1315000 | 1 | 1114406.7797 | 1315000 | 1 | Nos | 1315000 | 1315000 | 0 | 0
97 |  | SOTC097 | Floor Power Panel : Incomer: 630A 4 Pole MCCB,- 1 No Outgoings 250 A 4P MCCB - 4 No's 125 A 4P MCCB - 10 No's, 63 A 4P MCCB - 4 No's with required Digital Ammeter and Voltmer, LED Indicators | Nos | 875000 | 1 | 741525.4237 | 875000 |  | 0 | 1 | 741525.4237 | 875000 | 1 | 741525.4237 | 875000 | 1 | Nos | 875000 | 875000 | 0 | 0
98 |  | SOTC098 | Electrical Lighting Panels : Incomer: 250 A 4 Pole MCCB - 1 No, Out Goings 125 A 4P MCCB - 4 No's 63 A 4P MCCB - 3 No's with required Digital Ammeter and Voltmer, LED Indicators | Nos | 370000 | 2 | 313559.322 | 740000 |  | 0 | 2 | 313559.322 | 740000 | 2 | 313559.322 | 740000 | 2 | Nos | 370000 | 740000 | 0 | 0
99 |  | SOTC099 | 130KVAR Out Door Capacitor panel : Incomer: 250A FP MCCB - 1 No, 63A 10KA TP MCB - 9 Nos. 20 KVAR Capacitor Duty contactors - 5 Nos., 10 KVAR Capacitor Duty contactors - 2 Nos, .5 KVAR Capacitor Duty contactors - 2 Nos. 12 stage APFC Relay - 1 No | Nos | 450000 | 1 | 381355.9322 | 450000 |  | 0 | 1 | 381355.9322 | 450000 | 1 | 381355.9322 | 450000 | 1 | Nos | 450000 | 450000 | 0 | 0
100 |  | SOTC100 | 630 KVA Transformer OLTC for transformers with RTCC: Supply, Transportation, Installation, Testing and Commissioning of 630 KVA TRANSFORMER with all test reports. The Transformer shall be designed and manufactured as per IS:1180 OLTC with level-II with initial filling of oil as per IS 335-1993. 1000 A LT Breaker Kiosk - 01 No.The basic details of the Transformer are as under. Makes: Kirloskar / PETE / Esennar / Voltamp / Crompton / ABB / Schneider. | Nos | 4000000 | 1 | 3389830.5085 | 4000000 |  | 0 | 1 | 3389830.5085 | 4000000 | 1 | 3389830.5085 | 4000000 | 0 | Nos | 4000000 | 0 | 0 | 0
101 |  | SOTC101 | Supply of 25 Sqmm 3.5 Core XLPE insulated UG Cable. | Rmt | 300 | 200 | 254.2373 | 60000 |  | 0 | 200 | 254.2373 | 60000 | 200 | 254.2373 | 60000 | 200 | Rmt | 300 | 60000 | 0 | 0
102 |  | SOTC102 | Supply of 50 Sqmm 3.5 Core XLPE insulated UG Cable. | Rmt | 560 | 200 | 474.5763 | 112000 |  | 0 | 200 | 474.5763 | 112000 | 200 | 474.5763 | 112000 | 200 | Rmt | 560 | 112000 | 0 | 0
103 |  | SOTC103 | Supply of 70 Sqmm 3.5 Core XLPE insulated UG Cable. | Rmt | 750 | 75 | 635.5932 | 56250 |  | 0 | 75 | 635.5932 | 56250 | 75 | 635.5932 | 56250 | 75 | Rmt | 750 | 56250 | 0 | 0
104 |  | SOTC104 | Supply of 120 Sqmm 3.5 Core XLPE insulated UG Cable. | Rmt | 1050 | 50 | 889.8305 | 52500 |  | 0 | 50 | 889.8305 | 52500 | 50 | 889.8305 | 52500 | 50 | Rmt | 1050 | 52500 | 0 | 0
105 |  | SOTC105 | Supply of 185 Sqmm 3.5 Core XLPE insulated UG Cable. | Rmt | 1500 | 50 | 1271.1864 | 75000 |  | 0 | 50 | 1271.1864 | 75000 | 50 | 1271.1864 | 75000 | 50 | Rmt | 1500 | 75000 | 0 | 0
106 |  | SOTC106 | Supply of 240 Sqmm 3.5 Core XLPE insulated UG Cable. | Rmt | 1900 | 100 | 1610.1695 | 190000 |  | 0 | 100 | 1610.1695 | 190000 | 100 | 1610.1695 | 190000 | 100 | Rmt | 1900 | 190000 | 0 | 0
107 |  | SOTC107 | Supply of 300 Sqmm 3.5 Core XLPE insulated UG Cable. | Rmt | 2400 | 500 | 2033.8983 | 1200000 |  | 0 | 500 | 2033.8983 | 1200000 | 500 | 2033.8983 | 1200000 | 500 | Rmt | 2400 | 1200000 | 0 | 0
108 |  | SOTC108 | Termination of UG cables of 3.5 core 25 Sq.mm | Nos | 850 | 8 | 720.339 | 6800 |  | 0 | 8 | 720.339 | 6800 | 8 | 720.339 | 6800 | 8 | Nos | 850 | 6800 | 0 | 0
109 |  | SOTC109 | Termination of UG cables of 3.5 core 50 Sq.mm | Nos | 1200 | 8 | 1016.9492 | 9600 |  | 0 | 8 | 1016.9492 | 9600 | 8 | 1016.9492 | 9600 | 8 | Nos | 1200 | 9600 | 0 | 0
110 |  | SOTC110 | Termination of UG cables of 3.5 core 70 Sq.mm | Nos | 1500 | 8 | 1271.1864 | 12000 |  | 0 | 8 | 1271.1864 | 12000 | 8 | 1271.1864 | 12000 | 8 | Nos | 1500 | 12000 | 0 | 0
111 |  | SOTC111 | Termination of UG cables of 3.5 core 120 Sq.mm | Nos | 1900 | 4 | 1610.1695 | 7600 |  | 0 | 4 | 1610.1695 | 7600 | 4 | 1610.1695 | 7600 | 4 | Nos | 1900 | 7600 | 0 | 0
112 |  | SOTC112 | Termination of UG cables of 3.5 core 185 Sq.mm | Nos | 2500 | 4 | 2118.6441 | 10000 |  | 0 | 4 | 2118.6441 | 10000 | 4 | 2118.6441 | 10000 | 4 | Nos | 2500 | 10000 | 0 | 0
113 |  | SOTC113 | Termination of UG cables of 3.5 core 240 Sq.mm | Nos | 3500 | 4 | 2966.1017 | 14000 |  | 0 | 4 | 2966.1017 | 14000 | 4 | 2966.1017 | 14000 | 4 | Nos | 3500 | 14000 | 0 | 0
114 |  | SOTC114 | Termination of UG cables of 3.5 core 300 Sq.mm | Nos | 4000 | 12 | 3389.8305 | 48000 |  | 0 | 12 | 3389.8305 | 48000 | 12 | 3389.8305 | 48000 | 12 | Nos | 4000 | 48000 | 0 | 0
115 |  | SOTC115 | Earth work excavation of Trench laying of U.G cables up to 70 sqmm | Rmt | 1100 | 100 | 932.2034 | 110000 |  | 0 | 100 | 932.2034 | 110000 | 100 | 932.2034 | 110000 | 100 | Rmt | 1100 | 110000 | 0 | 0
116 |  | SOTC116 | Earth work excavation of Trench laying of U.G cables from 95 Sqmm | Rmt | 1150 | 100 | 974.5763 | 115000 |  | 0 | 100 | 974.5763 | 115000 | 100 | 974.5763 | 115000 | 100 | Rmt | 1150 | 115000 | 0 | 0
117 |  | SOTC117 | Laying of PVC armoured under ground cable up to 95 Sqmm on wall | Rmt | 125 | 200 | 105.9322 | 25000 |  | 0 | 200 | 105.9322 | 25000 | 200 | 105.9322 | 25000 | 200 | Rmt | 125 | 25000 | 0 | 0
118 |  | SOTC118 | Laying of PVC armoured under ground cable from 120 Sq.mm to 400 Sqmm saddles on wall | Rmt | 270 | 700 | 228.8136 | 189000 |  | 0 | 700 | 228.8136 | 189000 | 700 | 228.8136 | 189000 | 700 | Rmt | 270 | 189000 | 0 | 0
119 |  | SOTC119 | Supply, Transportation and Installation of 150mm x 50mm x 2mm thick hot dip GI perforated cable tray | Rmt | 1295 | 200 | 1097.4576 | 259000 |  | 0 | 200 | 1097.4576 | 259000 | 200 | 1097.4576 | 259000 | 200 | Rmt | 1295 | 259000 | 0 | 0
120 |  | SOTC120 | Supply, Transportation and Installation of 300mm x 50mm x 2mm thick thick hot dip GI perforated cable tray | Rmt | 4500 | 100 | 3813.5593 | 450000 |  | 0 | 100 | 3813.5593 | 450000 | 100 | 3813.5593 | 450000 | 100 | Rmt | 4500 | 450000 | 0 | 0
121 |  | SOTC121 | Supply, Transportation and installation of 10KVA / 312V DC on line UPS system | Nos | 400000 | 7 | 338983.0508 | 2800000 | 2 | 800000 | 9 | 338983.0508 | 3600000 | 13 | 338983.0508 | 5200000 | 13 | Nos | 400000 | 5200000 | 1600000 | 0
122 |  | SOTC122 | Supply and fixing of 12V, 150 AH MF battery | Nos | 25000 | 182 | 21186.4407 | 4550000 | 52 | 1300000 | 234 | 21186.4407 | 5850000 | 338 | 21186.4407 | 8450000 | 338 | Nos | 25000 | 8450000 | 2600000 | 0
123 |  | SOTC123 | Supply and providing of UPS cum battery rack 20 batteries | Nos | 30000 | 7 | 25423.7288 | 210000 | 2 | 60000 | 9 | 25423.7288 | 270000 | 13 | 25423.7288 | 390000 | 13 | Nos | 30000 | 390000 | 120000 | 0
124 |  | SOTC124 | Supply, Transportation, Installation, Testing and commissioning of storage / Pressure type 5 Star rated water heater with ABS plastic body of 15 Ltrs | Nos | 16000 | 7 | 13559.322 | 112000 |  | 0 | 7 | 13559.322 | 112000 | 11 | 13559.322 | 176000 | 12 | Nos | 16000 | 192000 | 64000 | 0
125 |  | SOTC125 | 26 persons ICU bed cum passenger lift (1768 Kgs) G+8 Floors, 9 stops,9 Openings (Cost Includes amount for Construction of Shaft / Cladding from Ground to 8th Floor) | Nos | 10495000 | 1 | 8894067.7966 | 10495000 |  | 0 | 1 | 8894067.7966 | 10495000 | 1 | 8894067.7966 | 10495000 | 1 | Nos | 10495000 | 10495000 | 0 | 0
126 |  | SOTC126 | 1.50 TR with , 18000 BTU/Hr High Wall mount Split Air Conditioners | Nos | 150000 | 6 | 127118.6441 | 900000 |  | 0 | 6 | 127118.6441 | 900000 | 6 | 127118.6441 | 900000 | 6 | Nos | 150000 | 900000 | 0 | 0
127 |  | SOTC127 | 2.0 TR with , 24000 BTU/Hr High Wall mount Split Air Conditioners | Nos | 210000 | 2 | 177966.1017 | 420000 |  | 0 | 2 | 177966.1017 | 420000 | 6 | 177966.1017 | 1260000 | 6 | Nos | 210000 | 1260000 | 840000 | 0
128 |  | SOTC128 | Voltage stabilizer for 4 KVA maximum load | Nos | 7000 | 6 | 5932.2034 | 42000 |  | 0 | 6 | 5932.2034 | 42000 | 6 | 5932.2034 | 42000 | 6 | Nos | 7000 | 42000 | 0 | 0
129 |  | SOTC129 | Voltage stabilizer for 5 KVA maximum load | Nos | 8500 | 2 | 7203.3898 | 17000 |  | 0 | 2 | 7203.3898 | 17000 | 2 | 7203.3898 | 17000 | 2 | Nos | 8500 | 17000 | 0 | 0
130 |  | SOTC130 | Ductable Air Conditioners 11.0 TR with ISEER ≥ 4 | Nos | 1200000 | 1 | 1016949.1525 | 1200000 |  | 0 | 1 | 1016949.1525 | 1200000 | 1 | 1016949.1525 | 1200000 | 1 | Nos | 1200000 | 1200000 | 0 | 0
131 |  | SOTC131 | Ductable Air Conditioners 8.5 TR with ISEER ≥ 4 | Nos | 1000000 | 2 | 847457.6271 | 2000000 |  | 0 | 2 | 847457.6271 | 2000000 | 2 | 847457.6271 | 2000000 | 2 | Nos | 1000000 | 2000000 | 0 | 0
132 |  | SOTC132 | Ductable Air Conditioners 5.5 TR with ISEER ≥ 4 | Nos | 900000 | 1 | 762711.8644 | 900000 |  | 0 | 1 | 762711.8644 | 900000 | 3 | 762711.8644 | 2700000 | 2 | Nos | 900000 | 1800000 | 1800000 | 0
133 |  | SOTC133 | Automatic Smoke Detection System | Job | 1425000 | 1 | 1207627.1186 | 1425000 |  | 0 | 1 | 1207627.1186 | 1425000 | 1 | 1207627.1186 | 1425000 | 1 | Job | 1425000 | 1425000 | 0 | 0
134 |  | SOTC134 | Automatic Fire Alarm System | Job | 1400000 | 1 | 1186440.678 | 1400000 |  | 0 | 1 | 1186440.678 | 1400000 | 1 | 1186440.678 | 1400000 | 1 | Job | 1400000 | 1400000 | 0 | 0
135 |  | SOTC135 | Supply & Fixing of 4.5Kg, CO2 Type Fire Extinguisher. | Nos | 27000 | 6 | 22881.3559 | 162000 |  | 0 | 6 | 22881.3559 | 162000 | 6 | 22881.3559 | 162000 | 6 | Nos | 27000 | 162000 | 0 | 0
136 |  | SOTC136 | Supply and fixing of ABC stored pressure squeeze grip type fire extinguishers, 9 kg capacity. | Nos | 16000 | 6 | 13559.322 | 96000 |  | 0 | 6 | 13559.322 | 96000 | 6 | 13559.322 | 96000 | 6 | Nos | 16000 | 96000 | 0 | 0
137 |  | SOTC137 | Supply and fixing of ABC Powder MAP 4 Kg Fire extinguisher | Nos | 11000 | 10 | 9322.0339 | 110000 |  | 0 | 10 | 9322.0339 | 110000 | 10 | 9322.0339 | 110000 | 10 | Nos | 11000 | 110000 | 0 | 0
138 |  | SOTC138 | Supply and fixing of 2 Kg Fire extinguisher Clean Agent | Nos | 22500 | 10 | 19067.7966 | 225000 |  | 0 | 10 | 19067.7966 | 225000 | 10 | 19067.7966 | 225000 | 10 | Nos | 22500 | 225000 | 0 | 0
139 |  | SOTC139 | Supply and fixing of Escape signage boards in Rigid Photo luminescent based glow | Nos | 2000 | 150 | 1694.9153 | 300000 |  | 0 | 150 | 1694.9153 | 300000 | 150 | 1694.9153 | 300000 | 150 | Nos | 2000 | 300000 | 0 | 0
140 |  | SOTC140 | Supply & Fixing of Powder Coated Fire Rated doors. | Sqm | 29000 | 6 | 24576.2712 | 174000 |  | 0 | 6 | 24576.2712 | 174000 | 6 | 24576.2712 | 174000 | 6 | Sqm | 29000 | 174000 | 0 | 0
141 |  | SOTC141 | Telephone & EPABX System | Job | 1000000 | 1 | 847457.6271 | 1000000 |  | 0 | 1 | 847457.6271 | 1000000 | 1 | 847457.6271 | 1000000 | 1 | Job | 1000000 | 1000000 | 0 | 0
142 |  | SOTC142 | Local Area Network (LAN) System | Job | 1250000 | 1 | 1059322.0339 | 1250000 |  | 0 | 1 | 1059322.0339 | 1250000 | 1 | 1059322.0339 | 1250000 | 1 | Job | 1250000 | 1250000 | 0 | 0
143 |  | SOTC143 | Biometric Access Control System | Nos | 300000 | 2 | 254237.2881 | 600000 |  | 0 | 2 | 254237.2881 | 600000 | 2 | 254237.2881 | 600000 | 2 | Nos | 300000 | 600000 | 0 | 0
144 |  | SOTC144 | Dismantling, clearing away and carefully stacking useful materials for re-use and disposal of unserviceable materials with 100m lead as directed by Engineer-in-Charge duly taking actual premeasurements before dismantling including all charges complete (Reinforced cement concrete) | Cum | 5400 | 10 | 4576.2712 | 54000 |  | 0 | 10 | 4576.2712 | 54000 | 5.95 | 4576.2712 | 32130 | 5.95 | Cum | 5400 | 32130 | 0 | 21870
145 |  | SOTC145 | Dismantling, clearing away and carefully stacking useful materials for re-use and disposal of unserviceable materials with 100m lead as directed by Engineer-in-Charge duly taking actual premeasurements before dismantling including all charges complete (Unreinforced cement concrete) | Cum | 4500 | 1.5 | 3813.5593 | 6750 |  | 0 | 1.5 | 3813.5593 | 6750 | 49.43 | 3813.5593 | 222435 | 49.43 | Cum | 4500 | 222435 | 215685 | 0
146 |  | SOTC146 | Dismantling, clearing away and carefully stacking useful materials for re-use and disposal of unserviceable materials with 100m lead as directed by Engineer-in-Charge duly taking actual premeasurements before dismantling including all charges complete (Brick Masonary) | Cum | 900 | 118 | 762.7119 | 106200 |  | 0 | 118 | 762.7119 | 106200 | 137.94 | 762.7119 | 124146 | 137.4 | Cum | 900 | 123660 | 17946 | 0
147 |  | SOTC147 | Dismantling, clearing away and carefully stacking useful materials for re-use and disposal of unserviceable materials with 100m lead as directed by Engineer-in-Charge duly taking actual premeasurements before dismantling including all charges complete (Kadapa slabs or shahabad stone slabs on sand bed) | Sqm | 630 | 25 | 533.8983 | 15750 |  | 0 | 25 | 533.8983 | 15750 | 268.82 | 533.8983 | 169356.6 | 268.82 | Sqm | 630 | 169356.6 | 153606.6 | 0
148 |  | SOTC148 | Dismantling doors, windows and clear storey windows, Ventilators etc., (wood or steel) shutters including Chowkhats, architraves,hold fasts and other attachments etc., and stacking them within 100m lead including charge etc., complete for finished item of work. (Not exceeding 3 sqm in area) | Nos | 1800 | 57 | 1525.4237 | 102600 |  | 0 | 57 | 1525.4237 | 102600 | 203 | 1525.4237 | 365400 | 203 | Nos | 1800 | 365400 | 262800 | 0
149 |  | SOTC149 | Conveyance of un-useful excavated earth to a distance of 16 KM for disposal including hire charges of T and P, labour charges etc., complete for finished item of work. | Cum | 900 | 250 | 762.7119 | 225000 |  | 0 | 250 | 762.7119 | 225000 | 461.6 | 762.7119 | 415440 | 461.6 | Cum | 900 | 415440 | 190440 | 0
150 |  | SOTC150 | RCC M 25 grade design mix (For lintels) | Cum | 18900 | 3 | 16016.9492 | 56700 |  | 0 | 3 | 16016.9492 | 56700 | 3.97 | 16016.9492 | 75033 | 2.092 | Cum | 18900 | 39538.8 | 18333 | 0
151 |  | SOTC151 | RCC M 20 grade design mix (50mm thick platforms) | Sqm | 1170 | 12 | 991.5254 | 14040 |  | 0 | 12 | 991.5254 | 14040 | 0 | 991.5254 | 0 | 0 | Sqm | 1170 | 0 | 0 | 14040
152 |  | SOTC152 | RCC M 20 grade design mix (25 mm thick Shelves) | Sqm | 900 | 12 | 762.7119 | 10800 |  | 0 | 12 | 762.7119 | 10800 | 0 | 762.7119 | 0 | 0 | Sqm | 900 | 0 | 0 | 10800
153 |  | SOTC153 | Brick Masonry work in CM (1:6) prop in superstructure | Cum | 15300 | 3 | 12966.1017 | 45900 |  | 0 | 3 | 12966.1017 | 45900 | 78.23 | 12966.1017 | 1196919 | 78.23 | Cum | 15300 | 1196919 | 1151019 | 0
154 |  | SOTC154 | Reinforced Masonry for partition walls (100 mm thick) in CM (1:4) | Sqm | 2700 | 500 | 2288.1356 | 1350000 |  | 0 | 500 | 2288.1356 | 1350000 | 348.01 | 2288.1356 | 939627 | 348.01 | Sqm | 2700 | 939627 | 0 | 410373
155 |  | SOTC155 | PCC (1:3:6) nominal mix using 20mm size graded m/c (For bed blocks and hold fasts) | Cum | 9000 | 1.5 | 7627.1186 | 13500 |  | 0 | 1.5 | 7627.1186 | 13500 | 28.01 | 7627.1186 | 252090 | 28.01 | Cum | 9000 | 252090 | 238590 | 0
156 |  | SOTC156 | Filling with light weight concrete in Cement Concrete (1:5:10) proportion using brick jelly for low roofs | Cum | 7200 | 23 | 6101.6949 | 165600 |  | 0 | 23 | 6101.6949 | 165600 | 16.062 | 6101.6949 | 115646.4 | 16.062 | Cum | 7200 | 115646.4 | 0 | 49953.6
157 |  | SOTC157 | Thermo Mechanically Treated (Fe -500/500D/550D) for RCC works | MT | 126000 | 1.25 | 106779.661 | 157500 |  | 0 | 1.25 | 106779.661 | 157500 | 0.732 | 106779.661 | 92232 | 0.521 | MT | 126000 | 65646 | 0 | 65268
158 |  | SOTC158 | Plastering 12mm thick in two coats with base coat of 8mm thick in CM (1:6) and top coat of 4mm thick in CM (1:4). for Internal walls. | Sqm | 1224 | 1600 | 1037.2881 | 1958400 |  | 0 | 1600 | 1037.2881 | 1958400 | 1696.98 | 1037.2881 | 2077103.52 | 1696.98 | Sqm | 1224 | 2077103.52 | 118703.52 | 0
159 |  | SOTC159 | Impervious coat to exposed RCC roof slab surfaces (APSS No. 901 and 903) For Toilets | Sqm | 360 | 77.78 | 305.0847 | 28000.8 |  | 0 | 77.78 | 305.0847 | 28000.8 | 41 | 305.0847 | 14760 | 41 | Sqm | 360 | 14760 | 0 | 13240.8
160 |  | SOTC160 | Providing and applying Wall putty of White Cement or Polymer or Cement based of average 1 to 2 mm thickness over plastered surface to prepare the surface even and smooth after thoroughly brushing the surface to remove all dirt and remains of loose powdered materials, applying emery paper, Sand the surface, clean & wipe off loose dust, applying knifing paste filler by putty knife / muslin pad, air dry for 2 - 3 | Sqm | 270 | 4447 | 228.8136 | 1200690 |  | 0 | 4447 | 228.8136 | 1200690 | 1585.27 | 228.8136 | 428022.9 | 1475.27 | Sqm | 270 | 398322.9 | 0 | 772667.1
161 |  | SOTC161 | Flooring with non-skid full body ceramic floor tiles | Sqm | 1710 | 85 | 1449.1525 | 145350 |  | 0 | 85 | 1449.1525 | 145350 | 93.41 | 1449.1525 | 159731.1 | 91.23 | Sqm | 1710 | 156003.3 | 14381.1 | 0
162 |  | SOTC162 | Dadooing to walls with glazed full body Porcelain wall tiles | Sqm | 1440 | 225 | 1220.339 | 324000 |  | 0 | 225 | 1220.339 | 324000 | 372.9 | 1220.339 | 536976 | 372.9 | Sqm | 1440 | 536976 | 212976 | 0
163 |  | SOTC163 | Dadooing to walls with glazed full body Ceramic tiles | Sqm | 1440 | 350 | 1220.339 | 504000 |  | 0 | 350 | 1220.339 | 504000 | 219.918 | 1220.339 | 316681.92 | 437.572 | Sqm | 1440 | 630103.68 | 0 | 187318.08
164 |  | SOTC164 | Painting one coat water based cement primer of interior grade I and two coats of acrylic emulsion paint for ceiling and Walls | Sqm | 360 | 4447 | 305.0847 | 1600920 |  | 0 | 4447 | 305.0847 | 1600920 | 3033.629 | 305.0847 | 1092106.44 | 2923.629 | Sqm | 360 | 1052506.44 | 0 | 508813.56
165 |  | SOTC165 | Painting to new wood work | Sqm | 360 | 313 | 305.0847 | 112680 |  | 0 | 313 | 305.0847 | 112680 | 0 | 305.0847 | 0 | 0 | Sqm | 360 | 0 | 0 | 112680
166 |  | SOTC167 | Painting to new iron work | Sqm | 270 | 88 | 228.8136 | 23760 |  | 0 | 88 | 228.8136 | 23760 | 109.23 | 228.8136 | 29492.1 | 93.181 | Sqm | 270 | 25158.87 | 5732.1 | 0
167 |  | SOTC168 | Two shutter cupboards | Sqm | 9000 | 100 | 7627.1186 | 900000 |  | 0 | 100 | 7627.1186 | 900000 | 0 | 7627.1186 | 0 | 0 | Sqm | 9000 | 0 | 0 | 900000
168 |  | SOTC169 | UPVC Fixed Louvered Ventilator | Sqm | 12000 | 7 | 10169.4915 | 84000 |  | 0 | 7 | 10169.4915 | 84000 | 14.64 | 10169.4915 | 175680 | 13.56 | Sqm | 12000 | 162720 | 91680 | 0
169 |  | SOTC170 | UPVC 3 track Sliding Windows | Sqm | 9000 | 15 | 7627.1186 | 135000 |  | 0 | 15 | 7627.1186 | 135000 | 40.04 | 7627.1186 | 360360 | 36.044 | Sqm | 9000 | 324396 | 225360 | 0
170 |  | SOTC171 | MS Grills to Windows | Sqm | 1800 | 150 | 1525.4237 | 270000 |  | 0 | 150 | 1525.4237 | 270000 | 69.02 | 1525.4237 | 124236 | 69.02 | Sqm | 1800 | 124236 | 0 | 145764
171 |  | SOTC172 | Flooring with 16 to 18 mm thick high polished granite stone slabs black colour for platforms (S.S.701 and special) | Sqm | 6300 | 50 | 5338.9831 | 315000 |  | 0 | 50 | 5338.9831 | 315000 | 0 | 5338.9831 | 0 | 88.92 | Sqm | 6300 | 560196 | 0 | 315000
172 |  | SOTC173 | Doors as per approved drawings with medium teak wood frame (1500mm x 2600mm) | Sqm | 6300 | 50 | 5338.9831 | 315000 |  | 0 | 50 | 5338.9831 | 315000 | 0 | 5338.9831 | 0 | 0 | Sqm | 6300 | 0 | 0 | 315000
173 |  | SOTC174 | Doors as per approved drawings with medium teak wood frame (1000mm x 2100mm) | Sqm | 7400 | 45 | 6271.1864 | 333000 |  | 0 | 45 | 6271.1864 | 333000 | 0 | 6271.1864 | 0 | 0 | Sqm | 7400 | 0 | 0 | 333000
174 |  | SOTC175 | Doors Shutters WPC(800mm x 2100mm) | Sqm | 5400 | 40 | 4576.2712 | 216000 |  | 0 | 40 | 4576.2712 | 216000 | 42.607 | 4576.2712 | 230077.8 | 42.607 | Sqm | 5400 | 230077.8 | 14077.8 | 0
175 |  | SOTC176 | Scientific Doors with metal door frames and door shutters made of galvanize steel | Sqm | 18000 | 45 | 15254.2373 | 810000 |  | 0 | 45 | 15254.2373 | 810000 | 103.7 | 15254.2373 | 1866600 | 93.7 | Sqm | 18000 | 1686600 | 1056600 | 0
176 |  | SOTC177 | False ceiling as per Technical specification | Sqm | 1800 | 1400 | 1525.4237 | 2520000 |  | 0 | 1400 | 1525.4237 | 2520000 | 947.6 | 1525.4237 | 1705680 | 1042.452 | Sqm | 1800 | 1876413.6 | 0 | 814320
177 |  | SOTC178 | Vinyl flooring | Sqm | 3000 | 500 | 2542.3729 | 1500000 |  | 0 | 500 | 2542.3729 | 1500000 | 691 | 2542.3729 | 2073000 | 672.5 | Sqm | 3000 | 2017500 | 573000 | 0
178 |  | SOTC179 | Impervious coat to exposed RCC roof slab surfacesof 20mm thick (APSS No. 901 and 903) | Sqm | 1260 | 350 | 1067.7966 | 441000 |  | 0 | 350 | 1067.7966 | 441000 | 0 | 1067.7966 | 0 | 0 | Sqm | 1260 | 0 | 0 | 441000
179 |  | SOTC180 | Fixed Glass Window – 1200 x 1200 | Sqm | 5400 | 53.55 | 4576.2712 | 289170 |  | 0 | 53.55 | 4576.2712 | 289170 | 57.454 | 4576.2712 | 310251.6 | 57.254 | Sqm | 5400 | 309171.6 | 21081.6 | 0
180 |  | SOTC181 | Grouting the holes with neat cement slurry of 20mm dia with all required accessories of all materials etc., including cost & Conveyance of all labour Charges etc., complete finished item of work (*As per SSR2021-22 of S.NO:-8) | Nos | 180 | 500 | 152.5424 | 90000 |  | 0 | 500 | 152.5424 | 90000 | 0 | 152.5424 | 0 | 0 | Nos | 180 | 0 | 0 | 90000
181 |  | SOTC182 | Pressure grouting the drilled holes with neat cement slurry or with approved grout admixture using pump - excluding cost of drilling holes after fixing nozzles as technical specification approved by the department etc., including cost & Conveyance of all labour charges etc., complete finished item of work | Nos | 630 | 500 | 533.8983 | 315000 |  | 0 | 500 | 533.8983 | 315000 | 1049 | 533.8983 | 660870 | 1049 | Nos | 630 | 660870 | 345870 | 0
182 |  | SOTC183 | Supply and fabricating,erecting and fixing inposition trusses of approved design with structural steel other than MS. | Kgs | 180 | 6500 | 152.5424 | 1170000 |  | 0 | 6500 | 152.5424 | 1170000 | 6500 | 152.5424 | 1170000 | 6500 | Kgs | 180 | 1170000 | 0 | 0
183 |  | SOTC184 | Supply and fixing of pre painted Galvalume Trapezoidal Profile Roofing with 0.50mm Thickness. | Sqm | 1080 | 65 | 915.2542 | 70200 |  | 0 | 65 | 915.2542 | 70200 | 65 | 915.2542 | 70200 | 65 | Sqm | 1080 | 70200 | 0 | 0
184 |  | SOTC185 | 4" (101.6mm) multi floor trap with jali - UPVC/SWR | Nos | 270 | 25 | 228.8136 | 6750 |  | 0 | 25 | 228.8136 | 6750 | 24 | 228.8136 | 6480 | 24 | Nos | 270 | 6480 | 0 | 270
185 |  | SOTC186 | 580mm x 440mm long Orissa pan white glazed Water Closet | Nos | 5400 | 4 | 4576.2712 | 21600 |  | 0 | 4 | 4576.2712 | 21600 | 4 | 4576.2712 | 21600 | 4 | Nos | 5400 | 21600 | 0 | 0
186 |  | SOTC187 | European Water Closet of 1st quality | Nos | 6300 | 9 | 5338.9831 | 56700 |  | 0 | 9 | 5338.9831 | 56700 | 9 | 5338.9831 | 56700 | 9 | Nos | 6300 | 56700 | 0 | 0
187 |  | SOTC188 | Indian make Flat Back Wash Hand Basin 1st quality | Nos | 3600 | 16 | 3050.8475 | 57600 |  | 0 | 16 | 3050.8475 | 57600 | 16 | 3050.8475 | 57600 | 16 | Nos | 3600 | 57600 | 0 | 0
188 |  | SOTC189 | CP finish brass soap dish | Nos | 1100 | 21 | 932.2034 | 23100 |  | 0 | 21 | 932.2034 | 23100 | 22 | 932.2034 | 24200 | 22 | Nos | 1100 | 24200 | 1100 | 0
189 |  | SOTC190 | TV shape mirror with plastic frame of size 609.6mm x 457.2mm | Nos | 630 | 25 | 533.8983 | 15750 |  | 0 | 25 | 533.8983 | 15750 | 16 | 533.8983 | 10080 | 16 | Nos | 630 | 10080 | 0 | 5670
190 |  | SOTC191 | 25.4mm dia , 609.6mm long aluminium anodized towel rods | Nos | 540 | 36 | 457.6271 | 19440 |  | 0 | 36 | 457.6271 | 19440 | 22 | 457.6271 | 11880 | 23 | Nos | 540 | 12420 | 0 | 7560
191 |  | SOTC192 | 15 mm brass body CP finish bib tap of not less than 300 grams weight | Nos | 540 | 25 | 457.6271 | 13500 |  | 0 | 25 | 457.6271 | 13500 | 15 | 457.6271 | 8100 | 15 | Nos | 540 | 8100 | 0 | 5400
192 |  | SOTC193 | Self Closing Tap - Push Type | Nos | 720 | 25 | 610.1695 | 18000 |  | 0 | 25 | 610.1695 | 18000 | 16 | 610.1695 | 11520 | 16 | Nos | 720 | 11520 | 0 | 6480
193 |  | SOTC194 | Chromium plated finish brass body quarter turn Bibcock cum Health Faucet | Nos | 3600 | 12 | 3050.8475 | 43200 |  | 0 | 12 | 3050.8475 | 43200 | 9 | 3050.8475 | 32400 | 9 | Nos | 3600 | 32400 | 0 | 10800
194 |  | SOTC195 | Ashirvad/ Ajay/ Astral Flowguard or equivalent CPVC Pipes and Fittings - 15.90mm OD pipe | Rmt | 270 | 55 | 228.8136 | 14850 |  | 0 | 55 | 228.8136 | 14850 | 55 | 228.8136 | 14850 | 55 | Rmt | 270 | 14850 | 0 | 0
195 |  | SOTC196 | Ashirvad/Ajay/Astral Flowguard or equivalent CPVC Pipes and Fittings - 22.20mm OD pipe | Rmt | 360 | 115 | 305.0847 | 41400 |  | 0 | 115 | 305.0847 | 41400 | 115 | 305.0847 | 41400 | 115 | Rmt | 360 | 41400 | 0 | 0
196 |  | SOTC197 | Ashirvad/ Ajay/ Astral Flowguard or equivalent CPVC Pipes and Fittings -28.60mm OD pipe | Rmt | 450 | 143 | 381.3559 | 64350 |  | 0 | 143 | 381.3559 | 64350 | 143 | 381.3559 | 64350 | 143 | Rmt | 450 | 64350 | 0 | 0
197 |  | SOTC198 | Bronze Gate/ Globe valve - 25mm Nominal bore | Nos | 1440 | 15 | 1220.339 | 21600 |  | 0 | 15 | 1220.339 | 21600 | 15 | 1220.339 | 21600 | 15 | Nos | 1440 | 21600 | 0 | 0
198 |  | SOTC199 | SWR PVC pipes (Prince/ Sudhakar/ Kisan/ Supreme or any ISI brand) 4 Kg/Sq.cm. - 75mmdia | Rmt | 450 | 145 | 381.3559 | 65250 |  | 0 | 145 | 381.3559 | 65250 | 145 | 381.3559 | 65250 | 145 | Rmt | 450 | 65250 | 0 | 0
199 |  | SOTC200 | SWR PVC pipes (Prince/ Sudhakar/ Kisan/ Supreme or any ISI brand) 4 Kg/Sq.cm. -110mmdia | Rmt | 540 | 145 | 457.6271 | 78300 |  | 0 | 145 | 457.6271 | 78300 | 145 | 457.6271 | 78300 | 145 | Rmt | 540 | 78300 | 0 | 0
200 |  | SOTC201 | Supplying and fixing15 mm nominal size 152.0 mm CP finish iron body shower rose 1st quality including cost and conveyance of all materials, labour charges , overheads & contractors profit for finished item of work in all floors. | Nos | 630 | 5 | 533.8983 | 3150 |  | 0 | 5 | 533.8983 | 3150 | 6 | 533.8983 | 3780 | 7 | Nos | 630 | 4410 | 630 | 0
201 |  | SOTC202 | Supply and Fixing of white glazed flat back bowl urinals | Nos | 2700 | 4 | 2288.1356 | 10800 |  | 0 | 4 | 2288.1356 | 10800 | 4 | 2288.1356 | 10800 | 4 | Nos | 2700 | 10800 | 0 | 0
202 |  | SOTC203 | Supply and fixing of 16mm to 20 mm thick ploished marbles slab partitions of size 4'0"*2'0" | Nos | 3600 | 10 | 3050.8475 | 36000 |  | 0 | 10 | 3050.8475 | 36000 | 0 | 3050.8475 | 0 | 0 | Nos | 3600 | 0 | 0 | 36000
203 |  | SOTC204 | 28 mm dia. and 0.90 mm thick Copper Pipe Lines for Main lines | Rmt | 1750 | 700 | 1483.0508 | 1225000 |  | 0 | 700 | 1483.0508 | 1225000 | 832 | 1483.0508 | 1456000 | 832 | Rmt | 1750 | 1456000 | 231000 | 0
204 |  | SOTC205 | 42 mm dia. and 1.20 mm thick Copper Pipe Lines for Main lines | Rmt | 2250 | 200 | 1906.7797 | 450000 |  | 0 | 200 | 1906.7797 | 450000 | 226 | 1906.7797 | 508500 | 226 | Rmt | 2250 | 508500 | 58500 | 0
205 |  | SOTC206 | 54 mm dia. and 1.20 mm thick Copper Pipe Lines for Main lines | Rmt | 2950 | 550 | 2500 | 1622500 |  | 0 | 550 | 2500 | 1622500 | 550 | 2500 | 1622500 | 550 | Rmt | 2950 | 1622500 | 0 | 0
206 |  | SOTC207 | 12 mm dia. and 0.70 mm thick Copper Pipe Lines for distribution lines | Rmt | 650 | 320 | 550.8475 | 208000 |  | 0 | 320 | 550.8475 | 208000 | 591 | 550.8475 | 384150 | 591 | Rmt | 650 | 384150 | 176150 | 0
207 |  | SOTC208 | 15 mm dia. and 0.90 mm thick Copper Pipe Lines for distribution lines | Rmt | 950 | 525 | 805.0847 | 498750 |  | 0 | 525 | 805.0847 | 498750 | 838 | 805.0847 | 796100 | 838 | Rmt | 950 | 796100 | 297350 | 0
208 |  | SOTC209 | 22 mm dia. and 0.90 mm thick Copper Pipe Lines for distribution lines | Rmt | 1450 | 530 | 1228.8136 | 768500 |  | 0 | 530 | 1228.8136 | 768500 | 636 | 1228.8136 | 922200 | 636 | Rmt | 1450 | 922200 | 153700 | 0
209 |  | SOTC210 | 15 mm (1/2") Isolation Valves | Nos | 1500 | 40 | 1271.1864 | 60000 |  | 0 | 40 | 1271.1864 | 60000 | 35 | 1271.1864 | 52500 | 35 | Nos | 1500 | 52500 | 0 | 7500
210 |  | SOTC211 | 22 mm (3/4") Isolation Valves | Nos | 2500 | 15 | 2118.6441 | 37500 |  | 0 | 15 | 2118.6441 | 37500 | 13 | 2118.6441 | 32500 | 13 | Nos | 2500 | 32500 | 0 | 5000
211 |  | SOTC212 | 28 mm Isolation Valves | Nos | 3500 | 3 | 2966.1017 | 10500 | 2 | 7000 | 5 | 2966.1017 | 17500 | 9 | 2966.1017 | 31500 | 9 | Nos | 3500 | 31500 | 14000 | 0
212 |  | SOTC213 | 42 mm Isolation Valves | Nos | 4500 | 2 | 3813.5593 | 9000 | 3 | 13500 | 5 | 3813.5593 | 22500 | 4 | 3813.5593 | 18000 | 4 | Nos | 4500 | 18000 | 0 | 4500
213 |  | SOTC214 | 54 mm Isolation Valves | Nos | 5500 | 2 | 4661.0169 | 11000 | 1 | 5500 | 3 | 4661.0169 | 16500 | 6 | 4661.0169 | 33000 | 6 | Nos | 5500 | 33000 | 16500 | 0
214 |  | SOTC215 | Gas Outlet Points with probes for Oxygen with S Brackets | Nos | 2850 | 189 | 2415.2542 | 538650 |  | 0 | 189 | 2415.2542 | 538650 | 231 | 2415.2542 | 658350 | 231 | Nos | 2850 | 658350 | 119700 | 0
215 |  | SOTC216 | 2 Gas Digital Area Alarm Panels | Nos | 25000 | 2 | 21186.4407 | 50000 |  | 0 | 2 | 21186.4407 | 50000 | 0 | 21186.4407 | 0 | 0 | Nos | 25000 | 0 | 0 | 50000
216 |  | SOTC217 | 3 Gas Digital Area Alarm Panels | Nos | 30000 | 4 | 25423.7288 | 120000 |  | 0 | 4 | 25423.7288 | 120000 | 5 | 25423.7288 | 150000 | 5 | Nos | 30000 | 150000 | 30000 | 0
217 |  | SOTC218 | 5 Gas Digital Area Alarm Panels | Nos | 40000 | 5 | 33898.3051 | 200000 | 1 | 40000 | 6 | 33898.3051 | 240000 | 0 | 33898.3051 | 0 | 0 | Nos | 40000 | 0 | 0 | 240000
218 |  | SOTC219 | Master Digital Alarm Panels | Nos | 50000 | 1 | 42372.8814 | 50000 |  | 0 | 1 | 42372.8814 | 50000 | 1 | 42372.8814 | 50000 | 1 | Nos | 50000 | 50000 | 0 | 0
219 |  | SOTC220 | BPC Flow meter with Humidifier bottle and L adapter | Nos | 2250 | 27 | 1906.7797 | 60750 |  | 0 | 27 | 1906.7797 | 60750 | 43 | 1906.7797 | 96750 | 43 | Nos | 2250 | 96750 | 36000 | 0
220 |  | SOTC221 | L Type Adapter for Oxygen Flow meters | Nos | 1250 | 27 | 1059.322 | 33750 |  | 0 | 27 | 1059.322 | 33750 | 27 | 1059.322 | 33750 | 27 | Nos | 1250 | 33750 | 0 | 0
221 |  | SOTC222 | Kit for conversion of Oxygen | Nos | 1650 | 27 | 1398.3051 | 44550 |  | 0 | 27 | 1398.3051 | 44550 | 18 | 1398.3051 | 29700 | 18 | Nos | 1650 | 29700 | 0 | 14850
222 |  | SOTC223 | Suction Jars of 600 ml capacity | Nos | 3450 | 27 | 2923.7288 | 93150 |  | 0 | 27 | 2923.7288 | 93150 | 37 | 2923.7288 | 127650 | 37 | Nos | 3450 | 127650 | 34500 | 0
223 |  | SOTC224 | Adapters for Vacuum | Nos | 750 | 27 | 635.5932 | 20250 |  | 0 | 27 | 635.5932 | 20250 | 27 | 635.5932 | 20250 | 27 | Nos | 750 | 20250 | 0 | 0
224 |  | SOTC225 | Adapters for Air | Nos | 750 | 27 | 635.5932 | 20250 |  | 0 | 27 | 635.5932 | 20250 | 27 | 635.5932 | 20250 | 27 | Nos | 750 | 20250 | 0 | 0
225 |  | SOTC226 | Adapters for Nitrous Oxide | Nos | 750 | 15 | 635.5932 | 11250 |  | 0 | 15 | 635.5932 | 11250 | 15 | 635.5932 | 11250 | 15 | Nos | 750 | 11250 | 0 | 0
226 |  | SOTC227 | Vacuum Tube | Nos | 550 | 27 | 466.1017 | 14850 | 58 | 31900 | 85 | 466.1017 | 46750 | 32 | 466.1017 | 17600 | 32 | Nos | 550 | 17600 | 0 | 29150
227 |  | SOTC228 | Bed Head wall panel horizontal 1500 mm long single railing | Nos | 35000 | 27 | 29661.0169 | 945000 |  | 0 | 27 | 29661.0169 | 945000 | 31 | 29661.0169 | 1085000 | 31 | Nos | 35000 | 1085000 | 140000 | 0
228 |  | SOTC229 | Valve box -2 services | Nos | 9500 | 1 | 8050.8475 | 9500 |  | 0 | 1 | 8050.8475 | 9500 | 0 | 8050.8475 | 0 | 0 | Nos | 9500 | 0 | 0 | 9500
229 |  | SOTC230 | Valve box -3 services | Nos | 14500 | 3 | 12288.1356 | 43500 |  | 0 | 3 | 12288.1356 | 43500 | 5 | 12288.1356 | 72500 | 5 | Nos | 14500 | 72500 | 29000 | 0
230 |  | SOTC231 | Valve box -6 services | Nos | 22500 | 1 | 19067.7966 | 22500 | 5 | 112500 | 6 | 19067.7966 | 135000 | 7 | 19067.7966 | 157500 | 7 | Nos | 22500 | 157500 | 22500 | 0
231 |  | SOTC232 | 4 + 4 size of CO2 manifold System | Job | 40000 | 1 | 33898.3051 | 40000 | 1 | 40000 | 2 | 33898.3051 | 80000 | 1 | 33898.3051 | 40000 | 1 | Job | 40000 | 40000 | 0 | 40000
232 |  | SOTC233 | 2 cylinder emergency manifold | Job | 14500 | 1 | 12288.1356 | 14500 | 1 | 14500 | 2 | 12288.1356 | 29000 | 1 | 12288.1356 | 14500 | 0 | Job | 14500 | 0 | 0 | 14500
233 |  | SOTC234 | Fully Automatic CO2 Control System | Job | 185000 | 1 | 156779.661 | 185000 | 1 | 185000 | 2 | 156779.661 | 370000 | 1 | 156779.661 | 185000 | 1 | Job | 185000 | 185000 | 0 | 185000
234 |  | SOTC235 | Aneste Iwata Make TFS 150 C9 Model, Compresso Two stage, Motor 15 HP & 57.18 CFM, 60 CFM Air Dryer with 2000 Ltrs Receiver Twin System (For Air4, Air7) | Job | 1895000 | 1 | 1605932.2034 | 1895000 |  | 0 | 1 | 1605932.2034 | 1895000 | 1 | 1605932.2034 | 1895000 | 1 | Job | 1895000 | 1895000 | 0 | 0
235 |  | SOTC236 | Supporting structure for MGPS lines with Ismb Columns, beams, MS angles, Flats and square rods | Job | 795000 | 1 | 673728.8136 | 795000 |  | 0 | 1 | 673728.8136 | 795000 | 1 | 673728.8136 | 795000 | 1 | Job | 795000 | 795000 | 0 | 0
236 |  | SOTC237 | 2x20 Oxygen Main manifold System | Job | 95000 | 1 | 80508.4746 | 95000 |  | 0 | 1 | 80508.4746 | 95000 | 1 | 80508.4746 | 95000 | 1 | Job | 95000 | 95000 | 0 | 0
237 |  | SOTC238 | Electrical Control Panel for MGPS | Job | 145000 | 1 | 122881.3559 | 145000 |  | 0 | 1 | 122881.3559 | 145000 | 1 | 122881.3559 | 145000 | 1 | Job | 145000 | 145000 | 0 | 0
238 |  | SOTC239 | Vaccum system Ingersoll Rand Make Model 15V x 10 Model with 5 HP Motor with 1000 Liters Reciever, Filters, Electricals, Etc Secretion Trap and Bacteria Filter | Job | 1495000 | 2 | 1266949.1525 | 2990000 |  | 0 | 2 | 1266949.1525 | 2990000 | 2 | 1266949.1525 | 2990000 | 2 | Job | 1495000 | 2990000 | 0 | 0
239 |  | SOTC240 | Validation By Third Party Agency Charges per Each MOT | Each | 100000 | 4 | 84745.7627 | 400000 |  | 0 | 4 | 84745.7627 | 400000 | 4 | 84745.7627 | 400000 | 4 | Each | 100000 | 400000 | 0 | 0
240 |  | SOTC241 | Anesthetic Gas Scavenging System (AGSS) | Job | 1213000 | 1 | 1027966.1017 | 1213000 |  | 0 | 1 | 1027966.1017 | 1213000 | 1 | 1027966.1017 | 1213000 | 1 | Job | 1213000 | 1213000 | 0 | 0
|  |  | Electrical Connections for 2 UPS | Job | 100000 | 0 |  |  | 1 | 100000 | 1 | #REF! | 100000 | 1 |  | 100000 | 2 | Job | 100000 | 200000 | 0 | 0
|  |  | Double Arm Surgical Pendants (Imported) | Nos | 1195000 | 0 |  |  | 6 | 7170000 | 6 |  | 7170000 | 6 |  | 7170000 |  |  |  |  | 0 | 0
[8 empty] | 175773220.8 |  | 39541980 |  |  | 215315200.8 | [7 empty] | 14570351.72 | 11873438.14
Supplemental Items
S.No |  |  | Item Description | UOM | Unit Rate (Rs.) | [8 empty] | QTY |  | Amount (Rs.)
2696913.58
Items Not In BOQ
|  |  | Under Deck Insulation |  |  | 0 |  |  |  |  | 0 |  |  | 80 |  | #REF! | 79.579 | sqm | 875 | 69631.625
|  |  | Screed |  |  | 0 |  |  |  |  | 0 |  |  | 24.1 |  | #REF! | 24.1 | CUM | 6722 | 162000.2
|  |  | Self Levelling |  |  | 0 |  |  |  |  | 0 |  |  | 827.13 |  | #REF! | 827.13 | sqm | 310 | 256410.3
|  |  | 4 Gas Digital Alarm Panels |  |  | 0 |  |  |  |  | 0 |  |  | 1 |  | #REF! | 1 | Nos | 30000 | 30000
|  |  | 6 Gas Digital Alarm Panels |  |  | 0 |  |  |  |  | 0 |  |  | 7 |  | #REF! | 7 | Nos | 40000 | 280000
|  |  | Valve box 4 series |  |  | 0 |  |  |  |  | 0 |  |  | 1 |  | #REF! | 1 | Job | 14500 | 14500
|  |  | 4 + 4 N2O manifold System |  |  | 0 |  |  |  |  | 0 |  |  | 1 |  | #REF! | 1 | Job | 40000 | 40000
|  |  | 4 + 4 CO2 manifold system |  |  | 0 |  |  |  |  | 0 |  |  | 1 |  | #REF! | 1 | Job | 40000 | 40000
|  |  | 2 cylinder emergency manifold - CO2 |  |  | 0 |  |  |  |  | 0 |  |  | 1 |  | #REF! | 1 | Job | 14500 | 14500
|  |  | 2 cylinder emergency manifold - N2O |  |  | 0 |  |  |  |  | 0 |  |  | 1 |  | #REF! | 1 | Job | 14500 | 14500
|  |  | Fully automatic N2O control system |  |  | 0 |  |  |  |  | 0 |  |  | 1 |  | #REF! | 1 | Job | 185000 | 185000
|  |  | Fully automatic O2 control system |  |  | 0 |  |  |  |  | 0 |  |  | 1 |  | #REF! | 1 | Job | 185000 | 185000
|  |  | 750 KVA Transformer OLTC for transformers with RTCC: Supply, Transportation, Installation, Testing and Commissioning of 750 KVA TRANSFORMER with all test reports. The Transformer shall be designed and manufactured as per IS:1180 OLTC with level-II with initial filling of oil as per IS 335-1993. 1000 A LT Breaker Kiosk - 01 No.The basic details of the Transformer are as under. Makes: Kirloskar / PETE / Esennar / Voltamp / Crompton / ABB / Schneider. |  |  | 0 |  |  |  |  | 0 | [5 empty] | 1 | Nos | 4708000 | 4708000
|  |  | Cementitious Water Proofing over the Roof Slab & Pheriperal walls of State Organ Transplantation Center Gandhi Hospital |  |  | 0 |  |  |  |  | 0 Job | [5 empty] | 1 | Job | 8000000 | 8000000
|  |  | vinyl flooring in non sterile corridor |  |  | 0 | [10 empty] | 265.37 |  | 2542 | 674570.54
Expansion Joint
|  |  | PCGI Paneling | [10 empty] | 470 | #REF! | #REF!
|  |  | AcousticWall Paneling | [10 empty] | 88.5
|  |  | Wooden Flooring | [10 empty] | 61.5
6 |  |  | Acoustic ceiling Paneling |  |  | 0 | Sqm |  |  |  | 0 |  |  | 147
7 |  |  | Cladding Remove (Old Cement Mortor Plaster) |  |  | 0 | Sqm | [6 empty] | 534.3
#REF!

## Sheet1
| S.No | Item Name | As Per Sanctioned Estimate 4 OTS |  |  |  |  | Additional 2 Ots Quantity |  |  |  | Total Agreement Quantity |  |  |  | As Per Work Done/To Be Done |  |  |  | As Per Work Done/To Be Done
|  |  | Quantity |  |  | Rate (Rs.) | Amount (Rs.) | Quantity |  | Rate (Rs.) | Amount (Rs.) | Quantity |  | Rate (Rs.) | Amount (Rs.) | Quantity |  | Rate (Rs.) | Amount (Rs.) | Quantity |  | Rate (Rs.) | Amount (Rs.)
MPS
FOR MOTs
1 | 1 | Stainless Steel Pre-fabricated Wall panels in MOTs1) Make: SS 304 medical grade JINDAL certified by a notified body NABL Lab.2) Not less than 50mm thick (0.80mm thick sheet on both sides).3) 41Kg/Cum density PUF, fine grain surface, treated with anti bacterial/anti fungal paint, shall be made with single sheet without any joints/welding, should be covered with a protective sheet. Certified by a notified body NABL Lab. | 400 | Sqm | 12720.339 | 15010 | 6004000 | 200 | Sqm | 12720.339 | 2544067.7966 | 600 | Sqm | 12720.339 | 7632203.3898 | 580 | Sqm |  |  | 354 | Sqm | 15010 | 5313540
1 | [11 empty] | 0 |  |  |  |  | 0
2 | 2 | Stainless Steel Pre-fabricated Ceiling panels In MOTs & MOTs Corridor | 385 | Sqm | 12720.339 | 15010 | 5778850 | 70 | Sqm | 12720.339 | 890423.7288 | 455 | Sqm | 12720.339 | 5787754.2373 | 270 | Sqm |  |  | 385 | Sqm | 15010 | 5778850
2 | [11 empty] | 0 |  |  |  |  | 0
3 | 3 | Dynamic Hatch Box | 2 | Nos | 250000 | 295000 | 590000 | 1 | Nos | 250000 | 250000 | 3 | Nos | 250000 | 750000 | 3 | Nos |  |  | 2 | Nos | 295000 | 590000
3 | [11 empty] | 0 |  |  |  |  | 0
4 | 4 | Electro conductive Flooring inside MOTs | 160 | Sqm | 3419.4915 | 4035 | 645600 | 80 | Sqm | 3419.4915 | 273559.322 | 240 | Sqm | 3419.4915 | 820677.9661 | 264 | Sqm |  |  | 160 | Sqm | 4035 | 645600
4 | [11 empty] | 0 |  |  |  |  | 0
5 | 5 | Flooring with Vinyl Sheets In MOT Corridor | 175 | Sqm | 3177.9661 | 3750 | 656250 | 50 | Sqm | 3177.9661 | 158898.3051 | 225 | Sqm | 3177.9661 | 715042.3729 | 61 | Sqm |  |  | 175 | Sqm | 3750 | 656250
5 | [11 empty] | 0 |  |  |  |  | 0
6 | 6 | Uni Directional Ceiling Laminar Airflow Systems | 4 | Nos | 394067.7966 | 465000 | 1860000 | 2 | Nos | 394067.7966 | 788135.5932 | 6 | Nos | 394067.7966 | 2364406.7797 | 6 | Nos |  |  | 4 | Nos | 465000 | 1860000
6 | [11 empty] | 0 |  |  |  |  | 0
7 | 7 | Air Handling Units (AHUs) 11 TR | 4 | Nos | 1266949.1525 | 1495000 | 5980000 | 2 | Nos | 1266949.1525 | 2533898.3051 | 6 | Nos | 1266949.1525 | 7601694.9153 | 6 | Nos |  |  | 4 | Nos | 1495000 | 5980000
7 | [11 empty] | 0 |  |  |  |  | 0
8 | 8 | Condensing Units | 4 | Nos | 292372.8814 | 345000 | 1380000 | 2 | Nos | 292372.8814 | 584745.7627 | 6 | Nos | 292372.8814 | 1754237.2881 | 6 | Nos |  |  | 4 | Nos | 345000 | 1380000
8 | [11 empty] | 0 |  |  |  |  | 0
9 | 9 | Pressure Relief Dampers | 4 | Nos | 19067.7966 | 22500 | 90000 | 2 | Nos | 19067.7966 | 38135.5932 | 6 | Nos | 19067.7966 | 114406.7797 | 6 | Nos |  |  | 4 | Nos | 22500 | 90000
9 | [11 empty] | 0 |  |  |  |  | 0
10 | 10 | Single arm Anesthesia Pendants (Imported) | 4 | Nos | 1012711.8644 | 1195000 | 4780000 | 8 | Nos | 1012711.8644 | 8101694.9153 | 12 | Nos | 1012711.8644 | 12152542.3729 | 6 | Nos |  |  | 4 | Nos | 1195000 | 4780000
10 | [11 empty] | 0 |  |  |  |  | 0
11 | 11 | Triple Dome Ceiling OT LED Lights (Imported) | 2 | Nos | 4025423.7288 | 4750000 | 9500000 |  | Nos | 4025423.7288 | 0 | 2 | Nos | 4025423.7288 | 8050847.4576 | 2 | Nos |  |  | 2 | Nos | 4750000 | 9500000
11 | [11 empty] | 0 |  |  |  |  | 0
12 | 12 | Double Dome Ceiling OT LED Lights (Imported) | 2 | Nos | 3008474.5763 | 3550000 | 7100000 | 2 | Nos | 3008474.5763 | 6016949.1525 | 4 | Nos | 3008474.5763 | 12033898.3051 | 4 | Nos |  |  | 2 | Nos | 3550000 | 7100000
12 | [11 empty] | 0 |  |  |  |  | 0
13 | 13 | Detachable Hi Definition Cameras in Triple Dome Ceiling OT Lights | 2 | Nos | 843220.339 | 995000 | 1990000 | 1 | Nos | 843220.339 | 843220.339 | 3 | Nos | 843220.339 | 2529661.0169 | 3 | Nos |  |  | 2 | Nos | 995000 | 1990000
13 | [11 empty] | 0 |  |  |  |  | 0
14 | 14 | Ceiling/Wall mounted CCTV Room Camera | 4 | Nos | 19067.7966 | 22500 | 90000 | 2 | Nos | 19067.7966 | 38135.5932 | 6 | Nos | 19067.7966 | 114406.7797 | 6 | Nos |  |  | 4 | Nos | 22500 | 90000
14 | [11 empty] | 0 |  |  |  |  | 0
15 | 15 | LED Peripheral Lights cum clean room (OT) luminaries | 62 | Nos | 15889.8305 | 18750 | 1162500 | 40 | Nos | 15889.8305 | 635593.2203 | 102 | Nos | 15889.8305 | 1620762.7119 | 102 | Nos |  |  | 62 | Nos | 18750 | 1162500
15 | [11 empty] | 0 |  |  |  |  | 0
16 | 16 | View Window with Motorised Blinds of 1 Mt Length & 1 Mt Height | 7 | Nos | 97457.6271 | 115000 | 805000 | 2 | Nos | 97457.6271 | 194915.2542 | 9 | Nos | 97457.6271 | 877118.6441 | 9 | Nos |  |  | 7 | Nos | 115000 | 805000
16 | [11 empty] | 0 |  |  |  |  | 0
17 | 17 | Hermetically Sealed Doors (1.80mt x 2.10 mt) | 4 | Nos | 97457.6271 | 115000 | 460000 | 2 | Nos | 97457.6271 | 194915.2542 | 6 | Nos | 97457.6271 | 584745.7627 | 6 | Nos |  |  | 4 | Nos | 115000 | 460000
17 | [11 empty] | 0 |  |  |  |  | 0
18 | 18 | (1.50mt x 2.10 mt) Sliding Automatic Sliding Doors with View Windoy of 1 Mt x 1 Mt | 2 | Nos | 444915.2542 | 525000 | 1050000 |  | Nos | 444915.2542 | 0 | 2 | Nos | 444915.2542 | 889830.5085 | 2 | Nos |  |  | 2 | Nos | 525000 | 1050000
18 | [11 empty] | 0 |  |  |  |  | 0
19 | 19 | Storage Units | 4 | Nos | 63559.322 | 75000 | 300000 | 2 | Nos | 63559.322 | 127118.6441 | 6 | Nos | 63559.322 | 381355.9322 | 6 | Nos |  |  | 4 | Nos | 75000 | 300000
19 | [11 empty] | 0 |  |  |  |  | 0
20 | 20 | Writing Board (List Board) | 4 | Nos | 15889.8305 | 18750 | 75000 | 2 | Nos | 15889.8305 | 31779.661 | 6 | Nos | 15889.8305 | 95338.9831 | 6 | Nos |  |  | 4 | Nos | 18750 | 75000
20 | [11 empty] | 0 |  |  |  |  | 0
21 | 21 | X-Ray CT Scan LED viewing Screen | 4 | Nos | 31779.661 | 37500 | 150000 | 2 | Nos | 31779.661 | 63559.322 | 6 | Nos | 31779.661 | 190677.9661 | 6 | Nos |  |  | 4 | Nos | 37500 | 150000
21 | [11 empty] | 0 |  |  |  |  | 0
22 | 22 | Touch Screen Surgeon Control Panels | 4 | Nos | 326271.1864 | 385000 | 1540000 | 2 | Nos | 326271.1864 | 652542.3729 | 6 | Nos | 326271.1864 | 1957627.1186 | 6 | Nos |  |  | 4 | Nos | 385000 | 1540000
22 | [11 empty] | 0 |  |  |  |  | 0
23 | 23 | 3-Bay Scrub Stations/Sinks | 2 | Nos | 312500 | 368750 | 737500 |  | Nos | 312500 | 0 | 2 | Nos | 312500 | 625000 | 2 | Nos |  |  | 2 | Nos | 368750 | 737500
23 | [11 empty] | 0 |  |  |  |  | 0
24 | 24 | Video and Image Management system | 1 | Nos | 6779661.0169 | 8000000 | 8000000 |  | Nos | 6779661.0169 | 0 | 1 | Nos | 6779661.0169 | 6779661.0169 |  | Nos |  |  | 1 | Nos | 8000000 | 8000000
24 | [11 empty] | 0 |  |  |  |  | 0
25 | 25 | Medical Grade Monitors 32 inch 4 K Resolution | 4 | Nos | 1097457.6271 | 1295000 | 5180000 | 2 | Nos | 1097457.6271 | 2194915.2542 | 6 | Nos | 1097457.6271 | 6584745.7627 | 6 | Nos |  |  | 4 | Nos | 1295000 | 5180000
25 | [11 empty] | 0 |  |  |  |  | 0
26 | 26 | Wall mounted large screen display 55 inch (Commercial Grade) | 2 | Nos | 419491.5254 | 495000 | 990000 |  | Nos | 419491.5254 | 0 | 2 | Nos | 419491.5254 | 838983.0508 | 2 | Nos |  |  | 2 | Nos | 495000 | 990000
26 | [11 empty] | 0 |  |  |  |  | 0
27 | 27 | Cable connections for integration within MOTs and with Workshop Projector Hall, Networks with OFC Cable | 4 | Job | 845338.9831 | 997500 | 3990000 | 2 | Job | 845338.9831 | 1690677.9661 | 6 | Job | 845338.9831 | 5072033.8983 |  | Job |  |  | 4 | Job | 997500 | 3990000
27 | [11 empty] | 0 |  |  |  |  | 0
28 | 28 | Wireless Microphone | 1 | Nos | 216101.6949 | 255000 | 255000 |  | Nos | 216101.6949 | 0 | 1 | Nos | 216101.6949 | 216101.6949 | 1 | Nos |  |  | 1 | Nos | 255000 | 255000
28 | [11 empty] | 0 |  |  |  |  | 0
29 | 29 | Digital mixer Amplifier | 1 | Nos | 207627.1186 | 245000 | 245000 |  | Nos | 207627.1186 | 0 | 1 | Nos | 207627.1186 | 207627.1186 | 1 | Nos |  |  | 1 | Nos | 245000 | 245000
29 | [11 empty] | 0 |  |  |  |  | 0
30 | 30 | Ceiling Mounted Speakers | 4 | Nos | 12711.8644 | 15000 | 60000 | 2 | Nos | 12711.8644 | 25423.7288 | 6 | Nos | 12711.8644 | 76271.1864 | 6 | Nos |  |  | 4 | Nos | 15000 | 60000
30 | [11 empty] | 0 |  |  |  |  | 0
31 | 31 | Video Conferencing System | 1 | Nos | 1012711.8644 | 1195000 | 1195000 |  | Nos | 1012711.8644 | 0 | 1 | Nos | 1012711.8644 | 1012711.8644 | 1 | Nos |  |  | 1 | Nos | 1195000 | 1195000
31 | [11 empty] | 0 |  |  |  |  | 0
32 | 32 | Home Theatre Power Conditioner, 230 V | 1 | Nos | 122881.3559 | 145000 | 145000 |  | Nos | 122881.3559 | 0 | 1 | Nos | 122881.3559 | 122881.3559 | 1 | Nos |  |  | 1 | Nos | 145000 | 145000
32 | [11 empty] | 0 |  |  |  |  | 0
33 | 33 | Amplifier (8 Channel) | 1 | Nos | 207627.1186 | 245000 | 245000 |  | Nos | 207627.1186 | 0 | 1 | Nos | 207627.1186 | 207627.1186 | 1 | Nos |  |  | 1 | Nos | 245000 | 245000
33 | [11 empty] | 0 |  |  |  |  | 0
34 | 34 | HiFi Active Sub Woofer | 1 | Nos | 42372.8814 | 50000 | 50000 |  | Nos | 42372.8814 | 0 | 1 | Nos | 42372.8814 | 42372.8814 | 1 | Nos |  |  | 1 | Nos | 50000 | 50000
34 | [11 empty] | 0 |  |  |  |  | 0
35 | 35 | 4K Laser Projection TV | 1 | Nos | 1266949.1525 | 1495000 | 1495000 |  | Nos | 1266949.1525 | 0 | 1 | Nos | 1266949.1525 | 1266949.1525 | 1 | Nos |  |  | 1 | Nos | 1495000 | 1495000
35 | [11 empty] | 0 |  |  |  |  | 0
36 | 36 | Equalization & Loud Speaker Control System | 1 | Nos | 33898.3051 | 40000 | 40000 |  | Nos | 33898.3051 | 0 | 1 | Nos | 33898.3051 | 33898.3051 | 1 | Nos |  |  | 1 | Nos | 40000 | 40000
36 | [11 empty] | 0 |  |  |  |  | 0
37 | 37 | Sound Analog Mixer | 1 | Nos | 207627.1186 | 245000 | 245000 |  | Nos | 207627.1186 | 0 | 1 | Nos | 207627.1186 | 207627.1186 | 1 | Nos |  |  | 1 | Nos | 245000 | 245000
37 | [11 empty] | 0 |  |  |  |  | 0
38 | 38 | Electrical Installations in MOTs & TIRs | 7 | Job | 165254.2373 | 195000 | 1365000 | 2 | Job | 165254.2373 | 330508.4746 | 9 | Job | 165254.2373 | 1487288.1356 | 9 | Job |  |  | 7 | Job | 195000 | 1365000
38 | [11 empty] | 0 |  |  |  |  | 0
39 | 39 | Stainless Steel Pre-fabricated Wall panels in TIRs | 202 | Sqm | 12720.339 | 15010 | 3032020 | 150 |  | 12720.339 |  | 352 |  | 12720.339 | 4477559.322 | 240 | 0 |  |  | 202 |  | 15010 | 3032020
39 | [11 empty] | 0 |  |  |  |  | 0
40 | 40 | Stainless Steel Pre-fabricated Ceiling panels in TIRs and TIR Corridor | 146 | Sqm | 12720.339 | 15010 | 2191460 | 8 |  | 12720.339 | 101762.7119 | 154 |  | 12720.339 | 1958932.2034 | 140 | 0 |  |  | 146 |  | 15010 | 2191460
40 | [11 empty] | 0 |  |  |  |  | 0
41 | 41 | Electro conductive Flooring inside TIRs | 146 | Sqm | 3419.4915 | 4035 | 589110 |  |  | 3419.4915 | 0 | 146 |  | 3419.4915 | 499245.7627 | 122 | 0 |  |  | 146 |  | 4035 | 589110
41 | [11 empty] | 0 |  |  |  |  | 0
42 | 42 | Flooring with Vinyl Sheets In TIR Corridor | 61 |  | 3177.9661 | 3750 | 228750 |  |  | 3177.9661 | 0 | 61 |  | 3177.9661 | 193855.9322 | 73 | 0 |  |  | 61 |  | 3750 | 228750
42 | [11 empty] | 0 |  |  |  |  | 0
43 | 43 | Uni Directional Ceiling Laminar Airflow Systems | 3 | Nos | 334745.7627 | 395000 | 1185000 |  | Nos | 334745.7627 | 0 | 3 | Nos | 334745.7627 | 1004237.2881 | 3 | Nos |  |  | 3 | Nos | 395000 | 1185000
43 | [11 empty] | 0 |  |  |  |  | 0
44 | 44 | Air Handling Units (AHUs) 11 TR | 2 | Nos | 1266949.1525 | 1495000 | 2990000 |  | Nos | 1266949.1525 | 0 | 2 | Nos | 1266949.1525 | 2533898.3051 | 2 | Nos |  |  | 2 | Nos | 1495000 | 2990000
44 | [11 empty] | 0 |  |  |  |  | 0
45 | 45 | Air Handling Units (AHUs) 8.5 TR | 1 | Nos | 1012711.8644 | 1195000 | 1195000 |  | Nos | 1012711.8644 | 0 | 1 | Nos | 1012711.8644 | 1012711.8644 | 1 | Nos |  |  | 1 | Nos | 1195000 | 1195000
45 | [11 empty] | 0 |  |  |  |  | 0
46 | 46 | Condensing Units | 3 | Nos | 292372.8814 | 345000 | 1035000 |  | Nos | 292372.8814 | 0 | 3 | Nos | 292372.8814 | 877118.6441 | 3 | Nos |  |  | 3 | Nos | 345000 | 1035000
46 | [11 empty] | 0 |  |  |  |  | 0
47 | 47 | Pressure Relief Dampers | 3 | Nos | 19067.7966 | 22500 | 67500 |  | Nos | 19067.7966 | 0 | 3 | Nos | 19067.7966 | 57203.3898 | 3 | Nos |  |  | 3 | Nos | 22500 | 67500
47 | [11 empty] | 0 |  |  |  |  | 0
48 | 48 | Hermetically Sealed Doors (1.80mt x 2.10 mt) | 3 | Nos | 444915.2542 | 525000 | 1575000 |  | Nos | 444915.2542 | 0 | 3 | Nos | 444915.2542 | 1334745.7627 | 3 | Nos |  |  | 3 | Nos | 525000 | 1575000
48 | [11 empty] | 0 |  |  |  |  | 0
49 | 49 | 12mm thick glazed Glass partition walls in TIRs | 40 | Sqm | 550.8475 | 650 | 26000 |  | Sqm | 550.8475 | 0 | 40 | Sqm | 550.8475 | 22033.8983 | 40 | Sqm |  |  | 40 | Sqm | 650 | 26000
49 | [11 empty] | 0 |  |  |  |  | 0
50 | 50 | Wall mounted LED TV43 inchesFull HD | 3 | Nos | 139830.5085 | 165000 | 495000 |  | Nos | 139830.5085 | 0 | 3 | Nos | 139830.5085 | 419491.5254 | 3 | Nos |  |  | 3 | Nos | 165000 | 495000
50 | [11 empty] | 0 |  |  |  |  | 0
51 | 51 | Ceiling/Wall mounted CCTV Room Camera | 3 | Nos | 10169.4915 | 12000 | 36000 |  | Nos | 10169.4915 | 0 | 3 | Nos | 10169.4915 | 30508.4746 | 3 | Nos |  |  | 3 | Nos | 12000 | 36000
51 | [11 empty] | 0 |  |  |  |  | 0
52 | 52 | BED HEAD PANEL FOR TIR WITH DOUBLE OUTLETS AND ELECTRICAL OUTLETS | 3 | Nos | 41949.1525 | 49500 | 148500 |  | Nos | 41949.1525 | 0 | 3 | Nos | 41949.1525 | 125847.4576 | 6 | Nos |  |  | 3 | Nos | 49500 | 148500
52 | [11 empty] | 0 |  |  |  |  | 0
53 | 5 | X-RAY VIEWERS FOR ALL ICUS AND PRE OPP AREAS AND DOCTORS ROOMS | 5 | Nos | 31779.661 | 37500 | 187500 |  | Nos | 31779.661 | 0 | 5 | Nos | 31779.661 | 158898.3051 | 5 | Nos |  |  | 5 | Nos | 37500 | 187500
53 | [11 empty] | 0 |  |  |  |  | 0
54 | 54 | WRITING BOARDS FOR ICUS, PRE OPP | 5 | Nos | 15889.8305 | 18750 | 93750 |  | Nos | 15889.8305 | 0 | 5 | Nos | 15889.8305 | 79449.1525 | 5 | Nos |  |  | 5 | Nos | 18750 | 93750
54 | [11 empty] | 0 |  |  |  |  | 0
55 | 55 | CCTV CEILING CAMERA | 10 | Nos | 8050.8475 | 9500 | 95000 |  | Nos | 8050.8475 | 0 | 10 | Nos | 8050.8475 | 80508.4746 | 10 | Nos |  |  | 10 | Nos | 9500 | 95000
55 | [11 empty] | 0 |  |  |  |  | 0
56 | 56 | Supply and Fixing of 25mm dia Conduit Pipes surface on wall. | 10000 | Rmt | 93.2203 | 110 | 1100000 |  | Rmt | 93.2203 | 0 | 10000 | Rmt | 93.2203 | 932203.3898 | 10000 | Rmt |  |  | 10000 | Rmt | 110 | 1100000
56 | [11 empty] | 0 |  |  |  | 0 | 0
57 | 57 | Supply and Fixing of 25mm dia Conduit Pipes Concealed on wall. | 4000 | Rmt | 97.4576 | 115 | 460000 |  | Rmt | 97.4576 | 0 | 4000 | Rmt | 97.4576 | 389830.5085 | 4000 | Rmt |  |  | 4000 | Rmt | 115 | 460000
57 | [11 empty] | 0 |  |  |  | 0 | 0
58 | 58 | Wiring with run of 2 of 1.5 Sqmm Copper cable for points wiring. | 570 | Pts | 1292.3729 | 1525 | 869250 |  | Pts | 1292.3729 | 0 | 570 | Pts | 1292.3729 | 736652.5424 | 570 | Pts |  |  | 570 | Pts | 1525 | 869250
58 | [11 empty] | 0 |  |  |  | 0 | 0
59 | 59 | Wiring with run of 2 of 1.5 Sqmm Copper cable for stairecase points wiring. | 10 | Pts | 932.2034 | 1100 | 11000 |  | Pts | 932.2034 | 0 | 10 | Pts | 932.2034 | 9322.0339 | 10 | Pts |  |  | 10 | Pts | 1100 | 11000
59 | [11 empty] | 0 |  |  |  | 0 | 0
60 | 60 | Supply and fixing of 6A/10A ISI Mark 3/2 pin Modular socket Common switch board | 25 | Pts | 762.7119 | 900 | 22500 |  | Pts | 762.7119 | 0 | 25 | Pts | 762.7119 | 19067.7966 | 25 | Pts |  |  | 25 | Pts | 900 | 22500
60 | [11 empty] | 0 |  |  |  | 0 | 0
61 | 61 | Wiring with 3 of 1.5 sq.mm with 6A switch and 6A, 3/2 pin socket Modular type with 6A switch control fixing on separate board. | 50 | Pts | 2372.8814 | 2800 | 140000 |  | Pts | 2372.8814 | 0 | 50 | Pts | 2372.8814 | 118644.0678 | 50 | Pts |  |  | 50 | Pts | 2800 | 140000
61 | [11 empty] | 0 |  |  |  | 0 | 0
62 | 62 | Supply and fixing of 6A switchs - 2 Nos and 6A 3/2 pin socket - 3 Nos Modular type with cover plate | 200 | Pts | 1186.4407 | 1400 | 280000 |  | Pts | 1186.4407 | 0 | 200 | Pts | 1186.4407 | 237288.1356 | 200 | Pts |  |  | 200 | Pts | 1400 | 280000
62 | [11 empty] | 0 |  |  |  | 0 | 0
63 | 63 | Supply & fixing of 16A/6A, 2 in one socket with 16A switch control modular type | 200 | Nos | 762.7119 | 900 | 180000 |  | Nos | 762.7119 | 0 | 200 | Nos | 762.7119 | 152542.3729 | 200 | Nos |  |  | 200 | Nos | 900 | 180000
63 | [11 empty] | 0 |  |  |  | 0 | 0
64 | 64 | Supply & fixing of 32A, socket with switch control modular | 18 | Nos | 1355.9322 | 1600 | 28800 |  | Nos | 1355.9322 | 0 | 18 | Nos | 1355.9322 | 24406.7797 | 18 | Nos |  |  | 18 | Nos | 1600 | 28800
64 | [11 empty] | 0 |  |  |  | 0 | 0
65 | 65 | Supply & fixing of 64A, socket with 64A switch control modular type | 4 | Nos | 15254.2373 | 18000 | 72000 |  | Nos | 15254.2373 | 0 | 4 | Nos | 15254.2373 | 61016.9492 | 4 | Nos |  |  | 4 | Nos | 18000 | 72000
65 | [11 empty] | 0 |  |  |  | 0 | 0
66 | 66 | Supply and Run of 1 of 1.5 sq.mm (phase, neutral and earth) FRLSH / HFFR PVC insulated 1100V grade as per IS:694/1990, IS 17048 specifications for Copper cable. | 2000 | Rmt | 30.5085 | 36 | 72000 |  | Rmt | 30.5085 | 0 | 2000 | Rmt | 30.5085 | 61016.9492 | 2000 | Rmt |  |  | 2000 | Rmt | 36 | 72000
66 | [11 empty] | 0 |  |  |  | 0 | 0
67 | 67 | Supply and Run of 3 of 1.5 sq.mm (phase, neutral and earth) FRLSH / HFFR PVC insulated 1100V grade as per IS:694/1990, IS 17048 specifications for Copper cable . | 2000 | Rmt | 84.7458 | 100 | 200000 |  | Rmt | 84.7458 | 0 | 2000 | Rmt | 84.7458 | 169491.5254 | 2000 | Rmt |  |  | 2000 | Rmt | 100 | 200000
67 | [11 empty] | 0 |  |  |  | 0 | 0
68 | 68 | Supply and Run of 3 of 2.5 sq.mm (phase, neutral and earth) FRLSH / HFFR PVC insulated 1100V grade as per IS:694/1990, IS 17048 specifications for Copper cable. | 8000 | Rmt | 122.8814 | 145 | 1160000 |  | Rmt | 122.8814 | 0 | 8000 | Rmt | 122.8814 | 983050.8475 | 8000 | Rmt |  |  | 8000 | Rmt | 145 | 1160000
68 | [11 empty] | 0 |  |  |  | 0 | 0
69 | 69 | Supply and Run of 3 runs of 4.0 sq mm (phase neutral and earth) FRLSH / HFFR PVC insulated 1100V grade as per IS:694/1990, IS 17048 specifications for Copper cable. | 5000 | Rmt | 194.9153 | 230 | 1150000 |  | Rmt | 194.9153 | 0 | 5000 | Rmt | 194.9153 | 974576.2712 | 5000 | Rmt |  |  | 5000 | Rmt | 230 | 1150000
69 | [11 empty] | 0 |  |  |  | 0 | 0
70 | 70 | Supply and Run of 3 of 6.0 Sq.mm FRLSH / HFFR PVC insulated 1100V grade as per IS:694/1990, IS 17048 specifications for Copper cable. | 300 | Rmt | 275.4237 | 325 | 97500 |  | Rmt | 275.4237 | 0 | 300 | Rmt | 275.4237 | 82627.1186 | 300 | Rmt |  |  | 300 | Rmt | 325 | 97500
70 | [11 empty] | 0 |  |  |  | 0 | 0
71 | 71 | Supply and Run of 5 of 6.0 Sq.mm FRLSH / HFFR PVC insulated 1100V grade as per IS:694/1990, IS 17048 specifications for Copper cable. | 300 | Rmt | 461.8644 | 545 | 163500 |  | Rmt | 461.8644 | 0 | 300 | Rmt | 461.8644 | 138559.322 | 300 | Rmt |  |  | 300 | Rmt | 545 | 163500
71 | [11 empty] | 0 |  |  |  | 0 | 0
72 | 72 | Supply and Run of 5 of 10.0 Sq.mm FRLSH / HFFR PVC insulated 1100V grade as per IS:694/1990, IS 17048 specifications for Copper cable. | 500 | Rmt | 720.339 | 850 | 425000 |  | Rmt | 720.339 | 0 | 500 | Rmt | 720.339 | 360169.4915 | 500 | Rmt |  |  | 500 | Rmt | 850 | 425000
72 | [11 empty] | 0 |  |  |  | 0 | 0
73 | 73 | Supply and fixing of DP Metal Enclosure with IP 20 Protection DB Make with 1 No 20A, 10 KA DP MCB | 8 | Nos | 1525.4237 | 1800 | 14400 |  | Nos | 1525.4237 | 0 | 8 | Nos | 1525.4237 | 12203.3898 | 8 | Nos |  |  | 8 | Nos | 1800 | 14400
73 | [11 empty] | 0 |  |  |  | 0 | 0
74 | 74 | Supply and fixing of 4 Way TPN DB Horizontal with IP 43 Protection as per IS:13032 (For Lighting DBs) | 10 | Nos | 11016.9492 | 13000 | 130000 |  | Nos | 11016.9492 | 0 | 10 | Nos | 11016.9492 | 110169.4915 | 10 | Nos |  |  | 10 | Nos | 13000 | 130000
74 | [11 empty] | 0 |  |  |  | 0 | 0
75 | 75 | Supply and fixing of 4 Way TPN DB Horizontal with IP 43 Protection as per IS:13032 (For Power DB's) | 14 | Nos | 11016.9492 | 13000 | 182000 |  | Nos | 11016.9492 | 0 | 14 | Nos | 11016.9492 | 154237.2881 | 14 | Nos |  |  | 14 | Nos | 13000 | 182000
75 | [11 empty] | 0 |  |  |  | 0 | 0
76 | 76 | Supply and fixing of 8 Way VTPN DB with IP 43 Protection as per IS:13032 | 5 | Nos | 42372.8814 | 50000 | 250000 |  | Nos | 42372.8814 | 0 | 5 | Nos | 42372.8814 | 211864.4068 | 5 | Nos |  |  | 5 | Nos | 50000 | 250000
76 | [11 empty] | 0 |  |  |  | 0 | 0
77 | 77 | Supply and fixing of cable adopteres box with cover for DBs including, massanory work etc., complete., | 10 | Nos | 5084.7458 | 6000 | 60000 |  | Nos | 5084.7458 | 0 | 10 | Nos | 5084.7458 | 50847.4576 | 10 | Nos |  |  | 10 | Nos | 6000 | 60000
77 | [11 empty] | 0 |  |  |  | 0 | 0
78 | 78 | Providing independent earthing for Important equipment with 40mm dia 'B' class 2.5m long G.I pipe (GI Earthing) | 18 | Nos | 19067.7966 | 22500 | 405000 |  | Nos | 19067.7966 | 0 | 18 | Nos | 19067.7966 | 343220.339 | 18 | Nos |  |  | 18 | Nos | 22500 | 405000
78 | [11 empty] | 0 |  |  |  | 0 | 0
79 | 79 | Providing independent earthing by exacavating a pit to a depth of 2.25Mtr in all soils as per size specified in the data for Sophisticated Electronic equipment (Copper Earthing) | 18 | Nos | 45762.7119 | 54000 | 972000 |  | Nos | 45762.7119 | 0 | 18 | Nos | 45762.7119 | 823728.8136 | 18 | Nos |  |  | 18 | Nos | 54000 | 972000
79 | [11 empty] | 0 |  |  |  | 0 | 0
80 | 80 | Providing independent earthing for Important equipment with 100mm dia Heavy gauge C.I Earthing | 6 | Nos | 21186.4407 | 25000 | 150000 |  | Nos | 21186.4407 | 0 | 6 | Nos | 21186.4407 | 127118.6441 | 6 | Nos |  |  | 6 | Nos | 25000 | 150000
80 | [11 empty] | 0 |  |  |  | 0 | 0
81 | 81 | Supply and Run of 50mm x 6mm G.I Strip | 400 | Rmt | 381.3559 | 450 | 180000 |  | Rmt | 381.3559 | 0 | 400 | Rmt | 381.3559 | 152542.3729 | 400 | Rmt |  |  | 400 | Rmt | 450 | 180000
81 | [11 empty] | 0 |  |  |  | 0 | 0
82 | 82 | Supply and Run of 25mm x 3mm copper strip | 400 | Rmt | 254.2373 | 300 | 120000 |  | Rmt | 254.2373 | 0 | 400 | Rmt | 254.2373 | 101694.9153 | 400 | Rmt |  |  | 400 | Rmt | 300 | 120000
82 | [11 empty] | 0 |  |  |  | 0 | 0
83 | 83 | Supply, transportation and fixing of 22W +/ 10% , >/ 2300 lumens, 1200mm length LED light | 20 | Nos | 4067.7966 | 4800 | 96000 |  | Nos | 4067.7966 | 0 | 20 | Nos | 4067.7966 | 81355.9322 | 20 | Nos |  |  | 20 | Nos | 4800 | 96000
83 | [11 empty] | 0 |  |  |  | 0 | 0
84 | 84 | Supply, transportation and fixing 32-36W (>=3600 Lumens), 2' x2' (600mm x 600mm) slim panel LED luminaire | 60 | Nos | 3389.8305 | 4000 | 240000 |  | Nos | 3389.8305 | 0 | 60 | Nos | 3389.8305 | 203389.8305 | 60 | Nos |  |  | 60 | Nos | 4000 | 240000
84 | [11 empty] | 0 |  |  |  | 0 | 0
85 | 85 | Supply, transportation and fixing 12 W +/-10% (>= 1200 Lumens) Down lighter back lit LED Down Light Recessed / Surface | 215 | Nos | 1186.4407 | 1400 | 301000 |  | Nos | 1186.4407 | 0 | 215 | Nos | 1186.4407 | 255084.7458 | 215 | Nos |  |  | 215 | Nos | 1400 | 301000
85 | [11 empty] | 0 |  |  |  | 0 | 0
86 | 86 | Supply, transportation and fixing 18 W +/-10% (>= 1800 Lumens) Down lighter back lit LED Down Light | 95 | Nos | 1525.4237 | 1800 | 171000 |  | Nos | 1525.4237 | 0 | 95 | Nos | 1525.4237 | 144915.2542 | 95 | Nos |  |  | 95 | Nos | 1800 | 171000
86 | [11 empty] | 0 |  |  |  | 0 | 0
87 | 87 | Supply, transportation and fixing ISI mark batten holder / slanting holder | 8 | Nos | 135.5932 | 160 | 1280 |  | Nos | 135.5932 | 0 | 8 | Nos | 135.5932 | 1084.7458 | 8 | Nos |  |  | 8 | Nos | 160 | 1280
87 | [11 empty] | 0 |  |  |  | 0 | 0
88 | 88 | Supply, Transportation of energy efficient fan, 1200 mm sweep, aluminium body, consuming 28 W, BEE 5 star rated, ceiling fan | 40 | Nos | 3135.5932 | 3700 | 148000 |  | Nos | 3135.5932 | 0 | 40 | Nos | 3135.5932 | 125423.7288 | 40 | Nos |  |  | 40 | Nos | 3700 | 148000
88 | [11 empty] | 0 |  |  |  | 0 | 0
89 | 89 | Supply and fixing of Modular type Stepped electronic regulator. | 40 | Nos | 847.4576 | 1000 | 40000 |  | Nos | 847.4576 | 0 | 40 | Nos | 847.4576 | 33898.3051 | 40 | Nos |  |  | 40 | Nos | 1000 | 40000
89 | [11 empty] | 0 |  |  |  | 0 | 0
90 | 90 | Labour charges for fixing of ceiling fan and regulator | 40 | Nos | 177.9661 | 210 | 8400 |  | Nos | 177.9661 | 0 | 40 | Nos | 177.9661 | 7118.6441 | 40 | Nos |  |  | 40 | Nos | 210 | 8400
90 | [11 empty] | 0 |  |  |  | 0 | 0
91 | 91 | Supply and erecting 19/20mm steel tube down rod of one meter length | 40 | Nos | 508.4746 | 600 | 24000 |  | Nos | 508.4746 | 0 | 40 | Nos | 508.4746 | 20338.9831 | 40 | Nos |  |  | 40 | Nos | 600 | 24000
91 | [11 empty] | 0 |  |  |  | 0 | 0
92 | 92 | Supply of 12" (300mm) Light duty exhaust fan | 5 | Nos | 2542.3729 | 3000 | 15000 |  | Nos | 2542.3729 | 0 | 5 | Nos | 2542.3729 | 12711.8644 | 5 | Nos |  |  | 5 | Nos | 3000 | 15000
92 | [11 empty] | 0 |  |  |  | 0 | 0
93 | 93 | Supply,Transportation of 12" (300mm) ISI, 900 RPM Heavy duty exhaust fan | 10 | Nos | 4152.5424 | 4900 | 49000 |  | Nos | 4152.5424 | 0 | 10 | Nos | 4152.5424 | 41525.4237 | 10 | Nos |  |  | 10 | Nos | 4900 | 49000
93 | [11 empty] | 0 |  |  |  | 0 | 0
94 | 94 | Labour charges for fixing the exhaust fan in wall with necessary connections | 15 | Nos | 762.7119 | 900 | 13500 |  | Nos | 762.7119 | 0 | 15 | Nos | 762.7119 | 11440.678 | 15 | Nos |  |  | 15 | Nos | 900 | 13500
94 | [11 empty] | 0 |  |  |  | 0 | 0
95 | 95 | Supply and fixing of GI louver shutter including GI mesh | 15 | Nos | 2711.8644 | 3200 | 48000 |  | Nos | 2711.8644 | 0 | 15 | Nos | 2711.8644 | 40677.9661 | 15 | Nos |  |  | 15 | Nos | 3200 | 48000
95 | [11 empty] | 0 |  |  |  | 0 | 0
96 | 96 | Main Power Panel with 1000A 4 Pole ACB as incomer - 1 No and out goings 800 A 4P MCCB - 1 No., 630 A 4P MCCB - 1 No., 400A 4P MCCB - 4 Nos & 250A 4P MCCB - 3 No's with required Digital Ammeter and Voltmer, LED Indicators | 1 | Nos | 1114406.7797 | 1315000 | 1315000 |  | Nos | 1114406.7797 | 0 | 1 | Nos | 1114406.7797 | 1114406.7797 | 1 | Nos |  |  | 1 | Nos | 1315000 | 1315000
96 | [11 empty] | 0 |  |  |  | 0 | 0
97 | 97 | Floor Power Panel : Incomer: 630A 4 Pole MCCB,- 1 No Outgoings 250 A 4P MCCB - 4 No's 125 A 4P MCCB - 10 No's, 63 A 4P MCCB - 4 No's with required Digital Ammeter and Voltmer, LED Indicators | 1 | Nos | 741525.4237 | 875000 | 875000 |  | Nos | 741525.4237 | 0 | 1 | Nos | 741525.4237 | 741525.4237 | 1 | Nos |  |  | 1 | Nos | 875000 | 875000
97 | [11 empty] | 0 |  |  |  | 0 | 0
98 | 98 | Electrical Lighting Panels : Incomer: 250 A 4 Pole MCCB - 1 No, Out Goings 125 A 4P MCCB - 4 No's 63 A 4P MCCB - 3 No's with required Digital Ammeter and Voltmer, LED Indicators | 2 | Nos | 313559.322 | 370000 | 740000 |  | Nos | 313559.322 | 0 | 2 | Nos | 313559.322 | 627118.6441 | 2 | Nos |  |  | 2 | Nos | 370000 | 740000
98 | [11 empty] | 0 |  |  |  | 0 | 0
99 | 99 | 130KVAR Out Door Capacitor panel : Incomer: 250A FP MCCB - 1 No, 63A 10KA TP MCB - 9 Nos. 20 KVAR Capacitor Duty contactors - 5 Nos., 10 KVAR Capacitor Duty contactors - 2 Nos, .5 KVAR Capacitor Duty contactors - 2 Nos. 12 stage APFC Relay - 1 No | 1 | Nos | 381355.9322 | 450000 | 450000 |  | Nos | 381355.9322 | 0 | 1 | Nos | 381355.9322 | 381355.9322 | 1 | Nos |  |  | 1 | Nos | 450000 | 450000
99 | [11 empty] | 0 |  |  |  | 0 | 0
100 | 100 | 630 KVA Transformer OLTC for transformers with RTCC: Supply, Transportation, Installation, Testing and Commissioning of 630 KVA TRANSFORMER with all test reports. The Transformer shall be designed and manufactured as per IS:1180 OLTC with level-II with initial filling of oil as per IS 335-1993. 1000 A LT Breaker Kiosk - 01 No.The basic details of the Transformer are as under. Makes: Kirloskar / PETE / Esennar / Voltamp / Crompton / ABB / Schneider. | 1 | Nos | 3389830.5085 | 4000000 | 4000000 |  | Nos | 3389830.5085 | 0 | 1 | Nos | 3389830.5085 | 3389830.5085 | 1 | Nos |  |  | 0 | Nos | 4000000 | 0
100 | [11 empty] | 0 |  |  |  | 0 | 0
101 | 101 | Supply of 25 Sqmm 3.5 Core XLPE insulated UG Cable. | 200 | Rmt | 254.2373 | 300 | 60000 |  | Rmt | 254.2373 | 0 | 200 | Rmt | 254.2373 | 50847.4576 | 200 | Rmt |  |  | 200 | Rmt | 300 | 60000
101 | [11 empty] | 0 |  |  |  | 0 | 0
102 | 102 | Supply of 50 Sqmm 3.5 Core XLPE insulated UG Cable. | 200 | Rmt | 474.5763 | 560 | 112000 |  | Rmt | 474.5763 | 0 | 200 | Rmt | 474.5763 | 94915.2542 | 200 | Rmt |  |  | 200 | Rmt | 560 | 112000
102 | [11 empty] | 0 |  |  |  | 0 | 0
103 | 103 | Supply of 70 Sqmm 3.5 Core XLPE insulated UG Cable. | 75 | Rmt | 635.5932 | 750 | 56250 |  | Rmt | 635.5932 | 0 | 75 | Rmt | 635.5932 | 47669.4915 | 75 | Rmt |  |  | 75 | Rmt | 750 | 56250
103 | [11 empty] | 0 |  |  |  | 0 | 0
104 | 104 | Supply of 120 Sqmm 3.5 Core XLPE insulated UG Cable. | 50 | Rmt | 889.8305 | 1050 | 52500 |  | Rmt | 889.8305 | 0 | 50 | Rmt | 889.8305 | 44491.5254 | 50 | Rmt |  |  | 50 | Rmt | 1050 | 52500
104 | [11 empty] | 0 |  |  |  | 0 | 0
105 | 105 | Supply of 185 Sqmm 3.5 Core XLPE insulated UG Cable. | 50 | Rmt | 1271.1864 | 1500 | 75000 |  | Rmt | 1271.1864 | 0 | 50 | Rmt | 1271.1864 | 63559.322 | 50 | Rmt |  |  | 50 | Rmt | 1500 | 75000
105 | [11 empty] | 0 |  |  |  | 0 | 0
106 | 106 | Supply of 240 Sqmm 3.5 Core XLPE insulated UG Cable. | 100 | Rmt | 1610.1695 | 1900 | 190000 |  | Rmt | 1610.1695 | 0 | 100 | Rmt | 1610.1695 | 161016.9492 | 100 | Rmt |  |  | 100 | Rmt | 1900 | 190000
106 | [11 empty] | 0 |  |  |  | 0 | 0
107 | 107 | Supply of 300 Sqmm 3.5 Core XLPE insulated UG Cable. | 500 | Rmt | 2033.8983 | 2400 | 1200000 |  | Rmt | 2033.8983 | 0 | 500 | Rmt | 2033.8983 | 1016949.1525 | 500 | Rmt |  |  | 500 | Rmt | 2400 | 1200000
107 | [11 empty] | 0 |  |  |  | 0 | 0
108 | 108 | Termination of UG cables of 3.5 core 25 Sq.mm | 8 | Nos | 720.339 | 850 | 6800 |  | Nos | 720.339 | 0 | 8 | Nos | 720.339 | 5762.7119 | 8 | Nos |  |  | 8 | Nos | 850 | 6800
108 | [11 empty] | 0 |  |  |  | 0 | 0
109 | 109 | Termination of UG cables of 3.5 core 50 Sq.mm | 8 | Nos | 1016.9492 | 1200 | 9600 |  | Nos | 1016.9492 | 0 | 8 | Nos | 1016.9492 | 8135.5932 | 8 | Nos |  |  | 8 | Nos | 1200 | 9600
109 | [11 empty] | 0 |  |  |  | 0 | 0
110 | 110 | Termination of UG cables of 3.5 core 70 Sq.mm | 8 | Nos | 1271.1864 | 1500 | 12000 |  | Nos | 1271.1864 | 0 | 8 | Nos | 1271.1864 | 10169.4915 | 8 | Nos |  |  | 8 | Nos | 1500 | 12000
110 | [11 empty] | 0 |  |  |  | 0 | 0
111 | 111 | Termination of UG cables of 3.5 core 120 Sq.mm | 4 | Nos | 1610.1695 | 1900 | 7600 |  | Nos | 1610.1695 | 0 | 4 | Nos | 1610.1695 | 6440.678 | 4 | Nos |  |  | 4 | Nos | 1900 | 7600
111 | [11 empty] | 0 |  |  |  | 0 | 0
112 | 112 | Termination of UG cables of 3.5 core 185 Sq.mm | 4 | Nos | 2118.6441 | 2500 | 10000 |  | Nos | 2118.6441 | 0 | 4 | Nos | 2118.6441 | 8474.5763 | 4 | Nos |  |  | 4 | Nos | 2500 | 10000
112 | [11 empty] | 0 |  |  |  | 0 | 0
113 | 113 | Termination of UG cables of 3.5 core 240 Sq.mm | 4 | Nos | 2966.1017 | 3500 | 14000 |  | Nos | 2966.1017 | 0 | 4 | Nos | 2966.1017 | 11864.4068 | 4 | Nos |  |  | 4 | Nos | 3500 | 14000
113 | [11 empty] | 0 |  |  |  | 0 | 0
114 | 114 | Termination of UG cables of 3.5 core 300 Sq.mm | 12 | Nos | 3389.8305 | 4000 | 48000 |  | Nos | 3389.8305 | 0 | 12 | Nos | 3389.8305 | 40677.9661 | 12 | Nos |  |  | 12 | Nos | 4000 | 48000
114 | [11 empty] | 0 |  |  |  | 0 | 0
115 | 115 | Earth work excavation of Trench laying of U.G cables up to 70 sqmm | 100 | Rmt | 932.2034 | 1100 | 110000 |  | Rmt | 932.2034 | 0 | 100 | Rmt | 932.2034 | 93220.339 | 100 | Rmt |  |  | 100 | Rmt | 1100 | 110000
115 | [11 empty] | 0 |  |  |  | 0 | 0
116 | 116 | Earth work excavation of Trench laying of U.G cables from 95 Sqmm | 100 | Rmt | 974.5763 | 1150 | 115000 |  | Rmt | 974.5763 | 0 | 100 | Rmt | 974.5763 | 97457.6271 | 100 | Rmt |  |  | 100 | Rmt | 1150 | 115000
116 | [11 empty] | 0 |  |  |  | 0 | 0
117 | 117 | Laying of PVC armoured under ground cable up to 95 Sqmm on wall | 200 | Rmt | 105.9322 | 125 | 25000 |  | Rmt | 105.9322 | 0 | 200 | Rmt | 105.9322 | 21186.4407 | 200 | Rmt |  |  | 200 | Rmt | 125 | 25000
117 | [11 empty] | 0 |  |  |  | 0 | 0
118 | 118 | Laying of PVC armoured under ground cable from 120 Sq.mm to 400 Sqmm saddles on wall | 700 | Rmt | 228.8136 | 270 | 189000 |  | Rmt | 228.8136 | 0 | 700 | Rmt | 228.8136 | 160169.4915 | 700 | Rmt |  |  | 700 | Rmt | 270 | 189000
118 | [11 empty] | 0 |  |  |  | 0 | 0
119 | 119 | Supply, Transportation and Installation of 150mm x 50mm x 2mm thick hot dip GI perforated cable tray | 200 | Rmt | 1097.4576 | 1295 | 259000 |  | Rmt | 1097.4576 | 0 | 200 | Rmt | 1097.4576 | 219491.5254 | 200 | Rmt |  |  | 200 | Rmt | 1295 | 259000
119 | [11 empty] | 0 |  |  |  | 0 | 0
120 | 120 | Supply, Transportation and Installation of 300mm x 50mm x 2mm thick thick hot dip GI perforated cable tray | 100 | Rmt | 3813.5593 | 4500 | 450000 |  | Rmt | 3813.5593 | 0 | 100 | Rmt | 3813.5593 | 381355.9322 | 100 | Rmt |  |  | 100 | Rmt | 4500 | 450000
120 | [11 empty] | 0 |  |  |  | 0 | 0
121 | 121 | Supply, Transportation and installation of 10KVA / 312V DC on line UPS system | 7 | Nos | 338983.0508 | 400000 | 2800000 | 2 | Nos | 338983.0508 | 677966.1017 | 9 | Nos | 338983.0508 | 3050847.4576 | 9 | Nos |  |  | 13 | Nos | 400000 | 5200000
121 | [11 empty] | 0 |  |  |  | 0 | 0
122 | 122 | Supply and fixing of 12V, 150 AH MF battery | 182 | Nos | 21186.4407 | 25000 | 4550000 | 52 | Nos | 21186.4407 | 1101694.9153 | 234 | Nos | 21186.4407 | 4957627.1186 | 234 | Nos |  |  | 338 | Nos | 25000 | 8450000
122 | [11 empty] | 0 |  |  |  |  | 0
123 | 123 | Supply and providing of UPS cum battery rack 20 batteries | 7 | Nos | 25423.7288 | 30000 | 210000 | 2 | Nos | 25423.7288 | 50847.4576 | 9 | Nos | 25423.7288 | 228813.5593 | 9 | Nos |  |  | 13 | Nos | 30000 | 390000
123 | [11 empty] | 0 |  |  |  |  | 0
124 | 124 | Supply, Transportation, Installation, Testing and commissioning of storage / Pressure type 5 Star rated water heater with ABS plastic body of 15 Ltrs | 7 | Nos | 13559.322 | 16000 | 112000 |  | Nos | 13559.322 | 0 | 7 | Nos | 13559.322 | 94915.2542 | 7 | Nos |  |  | 12 | Nos | 16000 | 192000
124 | [11 empty] | 0 |  |  |  |  | 0
125 | 125 | 26 persons ICU bed cum passenger lift (1768 Kgs) G+8 Floors, 9 stops,9 Openings (Cost Includes amount for Construction of Shaft / Cladding from Ground to 8th Floor) | 1 | Nos | 8894067.7966 | 10495000 | 10495000 |  | Nos | 8894067.7966 | 0 | 1 | Nos | 8894067.7966 | 8894067.7966 | 1 | Nos |  |  | 1 | Nos | 10495000 | 10495000
125 | [11 empty] | 0 |  |  |  |  | 0
126 | 126 | 1.50 TR with , 18000 BTU/Hr High Wall mount Split Air Conditioners | 6 | Nos | 127118.6441 | 150000 | 900000 |  | Nos | 127118.6441 | 0 | 6 | Nos | 127118.6441 | 762711.8644 | 6 | Nos |  |  | 6 | Nos | 150000 | 900000
126 | [11 empty] | 0 |  |  |  |  | 0
127 | 127 | 2.0 TR with , 24000 BTU/Hr High Wall mount Split Air Conditioners | 2 | Nos | 177966.1017 | 210000 | 420000 |  | Nos | 177966.1017 | 0 | 2 | Nos | 177966.1017 | 355932.2034 | 2 | Nos |  |  | 6 | Nos | 210000 | 1260000
127 | [11 empty] | 0 |  |  |  |  | 0
128 | 128 | Voltage stabilizer for 4 KVA maximum load | 6 | Nos | 5932.2034 | 7000 | 42000 |  | Nos | 5932.2034 | 0 | 6 | Nos | 5932.2034 | 35593.2203 | 6 | Nos |  |  | 6 | Nos | 7000 | 42000
128 | [11 empty] | 0 |  |  |  |  | 0
129 | 129 | Voltage stabilizer for 5 KVA maximum load | 2 | Nos | 7203.3898 | 8500 | 17000 |  | Nos | 7203.3898 | 0 | 2 | Nos | 7203.3898 | 14406.7797 | 2 | Nos |  |  | 2 | Nos | 8500 | 17000
129 | [11 empty] | 0 |  |  |  |  | 0
130 | 130 | Ductable Air Conditioners 11.0 TR with ISEER ≥ 4 | 1 | Nos | 1016949.1525 | 1200000 | 1200000 |  | Nos | 1016949.1525 | 0 | 1 | Nos | 1016949.1525 | 1016949.1525 | 1 | Nos |  |  | 1 | Nos | 1200000 | 1200000
130 | [11 empty] | 0 |  |  |  |  | 0
131 | 131 | Ductable Air Conditioners 8.5 TR with ISEER ≥ 4 | 2 | Nos | 847457.6271 | 1000000 | 2000000 |  | Nos | 847457.6271 | 0 | 2 | Nos | 847457.6271 | 1694915.2542 | 2 | Nos |  |  | 2 | Nos | 1000000 | 2000000
131 | [11 empty] | 0 |  |  |  |  | 0
132 | 132 | Ductable Air Conditioners 5.5 TR with ISEER ≥ 4 | 1 | Nos | 762711.8644 | 900000 | 900000 |  | Nos | 762711.8644 | 0 | 1 | Nos | 762711.8644 | 762711.8644 | 3 | Nos |  |  | 2 | Nos | 900000 | 1800000
132 | [11 empty] | 0 |  |  |  |  | 0
133 | 133 | Automatic Smoke Detection System | 1 | Job | 1207627.1186 | 1425000 | 1425000 |  | Job | 1207627.1186 | 0 | 1 | Job | 1207627.1186 | 1207627.1186 | 1 | Job |  |  | 1 | Job | 1425000 | 1425000
133 | [11 empty] | 0 |  |  |  |  | 0
134 | 134 | Automatic Fire Alarm System | 1 | Job | 1186440.678 | 1400000 | 1400000 |  | Job | 1186440.678 | 0 | 1 | Job | 1186440.678 | 1186440.678 | 1 | Job |  |  | 1 | Job | 1400000 | 1400000
134 | [11 empty] | 0 |  |  |  |  | 0
135 | 135 | Supply & Fixing of 4.5Kg, CO2 Type Fire Extinguisher. | 6 | Nos | 22881.3559 | 27000 | 162000 |  | Nos | 22881.3559 | 0 | 6 | Nos | 22881.3559 | 137288.1356 | 6 | Nos |  |  | 6 | Nos | 27000 | 162000
135 | [11 empty] | 0 |  |  |  |  | 0
136 | 136 | Supply and fixing of ABC stored pressure squeeze grip type fire extinguishers, 9 kg capacity. | 6 | Nos | 13559.322 | 16000 | 96000 |  | Nos | 13559.322 | 0 | 6 | Nos | 13559.322 | 81355.9322 | 6 | Nos |  |  | 6 | Nos | 16000 | 96000
136 | [11 empty] | 0 |  |  |  |  | 0
137 | 137 | Supply and fixing of ABC Powder MAP 4 Kg Fire extinguisher | 10 | Nos | 9322.0339 | 11000 | 110000 |  | Nos | 9322.0339 | 0 | 10 | Nos | 9322.0339 | 93220.339 | 10 | Nos |  |  | 10 | Nos | 11000 | 110000
137 | [11 empty] | 0 |  |  |  |  | 0
138 | 138 | Supply and fixing of 2 Kg Fire extinguisher Clean Agent | 10 | Nos | 19067.7966 | 22500 | 225000 |  | Nos | 19067.7966 | 0 | 10 | Nos | 19067.7966 | 190677.9661 | 10 | Nos |  |  | 10 | Nos | 22500 | 225000
138 | [11 empty] | 0 |  |  |  |  | 0
139 | 139 | Supply and fixing of Escape signage boards in Rigid Photo luminescent based glow | 150 | Nos | 1694.9153 | 2000 | 300000 |  | Nos | 1694.9153 | 0 | 150 | Nos | 1694.9153 | 254237.2881 | 150 | Nos |  |  | 150 | Nos | 2000 | 300000
139 | [11 empty] | 0 |  |  |  |  | 0
140 | 140 | Supply & Fixing of Powder Coated Fire Rated doors. | 6 | Sqm | 24576.2712 | 29000 | 174000 |  | Sqm | 24576.2712 | 0 | 6 | Sqm | 24576.2712 | 147457.6271 | 6 | Sqm |  |  | 6 | Sqm | 29000 | 174000
140 | [11 empty] | 0 |  |  |  |  | 0
141 | 141 | Telephone & EPABX System | 1 | Job | 847457.6271 | 1000000 | 1000000 |  | Job | 847457.6271 | 0 | 1 | Job | 847457.6271 | 847457.6271 | 1 | Job |  |  | 1 | Job | 1000000 | 1000000
141 | [11 empty] | 0 |  |  |  |  | 0
142 | 142 | Local Area Network (LAN) System | 1 | Job | 1059322.0339 | 1250000 | 1250000 |  | Job | 1059322.0339 | 0 | 1 | Job | 1059322.0339 | 1059322.0339 | 1 | Job |  |  | 1 | Job | 1250000 | 1250000
142 | [11 empty] | 0 |  |  |  |  | 0
143 | 143 | Biometric Access Control System | 2 | Nos | 254237.2881 | 300000 | 600000 |  | Nos | 254237.2881 | 0 | 2 | Nos | 254237.2881 | 508474.5763 | 2 | Nos |  |  | 2 | Nos | 300000 | 600000
143 | [11 empty] | 0 |  |  |  |  | 0
144 | 144 | Dismantling, clearing away and carefully stacking useful materials for re-use and disposal of unserviceable materials with 100m lead as directed by Engineer-in-Charge duly taking actual premeasurements before dismantling including all charges complete (Reinforced cement concrete) | 10 | Cum | 4576.2712 | 5400 | 54000 |  | Cum | 4576.2712 | 0 | 10 | Cum | 4576.2712 | 45762.7119 | 5.95 | Cum |  |  | 5.95 | Cum | 5400 | 32130
144 | [11 empty] | 0 |  |  |  |  | 0
145 | 145 | Dismantling, clearing away and carefully stacking useful materials for re-use and disposal of unserviceable materials with 100m lead as directed by Engineer-in-Charge duly taking actual premeasurements before dismantling including all charges complete (Unreinforced cement concrete) | 1.5 | Cum | 3813.5593 | 4500 | 6750 |  | Cum | 3813.5593 | 0 | 1.5 | Cum | 3813.5593 | 5720.339 | 49.43 | Cum |  |  | 49.43 | Cum | 4500 | 222435
145 | [11 empty] | 0 |  |  |  |  | 0
146 | 146 | Dismantling, clearing away and carefully stacking useful materials for re-use and disposal of unserviceable materials with 100m lead as directed by Engineer-in-Charge duly taking actual premeasurements before dismantling including all charges complete (Brick Masonary) | 118 | Cum | 762.7119 | 900 | 106200 |  | Cum | 762.7119 | 0 | 118 | Cum | 762.7119 | 90000 | 137.4 | Cum |  |  | 137.4 | Cum | 900 | 123660
146 | [11 empty] | 0 |  |  |  |  | 0
147 | 147 | Dismantling, clearing away and carefully stacking useful materials for re-use and disposal of unserviceable materials with 100m lead as directed by Engineer-in-Charge duly taking actual premeasurements before dismantling including all charges complete (Kadapa slabs or shahabad stone slabs on sand bed) | 25 | Sqm | 533.8983 | 630 | 15750 |  | Sqm | 533.8983 | 0 | 25 | Sqm | 533.8983 | 13347.4576 | 268.82 | Sqm |  |  | 268.82 | Sqm | 630 | 169356.6
147 | [11 empty] | 0 |  |  |  |  | 0
148 | 148 | Dismantling doors, windows and clear storey windows, Ventilators etc., (wood or steel) shutters including Chowkhats, architraves,hold fasts and other attachments etc., and stacking them within 100m lead including charge etc., complete for finished item of work. (Not exceeding 3 sqm in area) | 57 | Nos | 1525.4237 | 1800 | 102600 |  | Nos | 1525.4237 | 0 | 57 | Nos | 1525.4237 | 86949.1525 | 203 | Nos |  |  | 203 | Nos | 1800 | 365400
148 | [11 empty] | 0 |  |  |  |  | 0
149 | 149 | Conveyance of un-useful excavated earth to a distance of 16 KM for disposal including hire charges of T and P, labour charges etc., complete for finished item of work. | 250 | Cum | 762.7119 | 900 | 225000 |  | Cum | 762.7119 | 0 | 250 | Cum | 762.7119 | 190677.9661 | 461.6 | Cum |  |  | 461.6 | Cum | 900 | 415440
149 | [11 empty] | 0 |  |  |  |  | 0
150 | 150 | RCC M 25 grade design mix (For lintels) | 3 | Cum | 16016.9492 | 18900 | 56700 |  | Cum | 16016.9492 | 0 | 3 | Cum | 16016.9492 | 48050.8475 | 2.092 | Cum |  |  | 2.092 | Cum | 18900 | 39538.8
150 | [11 empty] | 0 |  |  |  |  | 0
151 | 151 | RCC M 20 grade design mix (50mm thick platforms) | 12 | Sqm | 991.5254 | 1170 | 14040 |  | Sqm | 991.5254 | 0 | 12 | Sqm | 991.5254 | 11898.3051 | 0 | Sqm |  |  | 0 | Sqm | 1170 | 0
151 | [11 empty] | 0 |  |  |  |  | 0
152 | 152 | RCC M 20 grade design mix (25 mm thick Shelves) | 12 | Sqm | 762.7119 | 900 | 10800 |  | Sqm | 762.7119 | 0 | 12 | Sqm | 762.7119 | 9152.5424 | 0 | Sqm |  |  | 0 | Sqm | 900 | 0
152 | [11 empty] | 0 |  |  |  |  | 0
153 | 153 | Brick Masonry work in CM (1:6) prop in superstructure | 3 | Cum | 12966.1017 | 15300 | 45900 |  | Cum | 12966.1017 | 0 | 3 | Cum | 12966.1017 | 38898.3051 | 78.23 | Cum |  |  | 78.23 | Cum | 15300 | 1196919
153 | [11 empty] | 0 |  |  |  |  | 0
154 | 154 | Reinforced Masonry for partition walls (100 mm thick) in CM (1:4) | 500 | Sqm | 2288.1356 | 2700 | 1350000 |  | Sqm | 2288.1356 | 0 | 500 | Sqm | 2288.1356 | 1144067.7966 | 348.01 | Sqm |  |  | 348.01 | Sqm | 2700 | 939627
154 | [11 empty] | 0 |  |  |  |  | 0
155 | 155 | PCC (1:3:6) nominal mix using 20mm size graded m/c (For bed blocks and hold fasts) | 1.5 | Cum | 7627.1186 | 9000 | 13500 |  | Cum | 7627.1186 | 0 | 1.5 | Cum | 7627.1186 | 11440.678 | 28.01 | Cum |  |  | 28.01 | Cum | 9000 | 252090
155 | [11 empty] | 0 |  |  |  |  | 0
156 | 156 | Filling with light weight concrete in Cement Concrete (1:5:10) proportion using brick jelly for low roofs | 23 | Cum | 6101.6949 | 7200 | 165600 |  | Cum | 6101.6949 | 0 | 23 | Cum | 6101.6949 | 140338.9831 | 16.062 | Cum |  |  | 16.062 | Cum | 7200 | 115646.4
156 | [11 empty] | 0 |  |  |  |  | 0
157 | 157 | Thermo Mechanically Treated (Fe -500/500D/550D) for RCC works | 1.25 | MT | 106779.661 | 126000 | 157500 |  | MT | 106779.661 | 0 | 1.25 | MT | 106779.661 | 133474.5763 | 0.521 | MT |  |  | 0.521 | MT | 126000 | 65646
157 | [11 empty] | 0 |  |  |  |  | 0
158 | 158 | Plastering 12mm thick in two coats with base coat of 8mm thick in CM (1:6) and top coat of 4mm thick in CM (1:4). for Internal walls. | 1600 | Sqm | 1037.2881 | 1224 | 1958400 |  | Sqm | 1037.2881 | 0 | 1600 | Sqm | 1037.2881 | 1659661.0169 | 1696.98 | Sqm |  |  | 1696.98 | Sqm | 1224 | 2077103.52
158 | [11 empty] | 0 |  |  |  |  | 0
159 | 159 | Impervious coat to exposed RCC roof slab surfaces (APSS No. 901 and 903) For Toilets | 77.78 | Sqm | 305.0847 | 360 | 28000.8 |  | Sqm | 305.0847 | 0 | 77.78 | Sqm | 305.0847 | 23729.4915 | 41 | Sqm |  |  | 41 | Sqm | 360 | 14760
159 | [11 empty] | 0 |  |  |  |  | 0
160 | 160 | Providing and applying Wall putty of White Cement or Polymer or Cement based of average 1 to 2 mm thickness over plastered surface to prepare the surface even and smooth after thoroughly brushing the surface to remove all dirt and remains of loose powdered materials, applying emery paper, Sand the surface, clean & wipe off loose dust, applying knifing paste filler by putty knife / muslin pad, air dry for 2 - 3 | 4447 | Sqm | 228.8136 | 270 | 1200690 |  | Sqm | 228.8136 | 0 | 4447 | Sqm | 228.8136 | 1017533.8983 | 1475.27 | Sqm |  |  | 1475.27 | Sqm | 270 | 398322.9
160 | [11 empty] | 0 |  |  |  |  | 0
161 | 161 | Flooring with non-skid full body ceramic floor tiles | 85 | Sqm | 1449.1525 | 1710 | 145350 |  | Sqm | 1449.1525 | 0 | 85 | Sqm | 1449.1525 | 123177.9661 | 91.23 | Sqm |  |  | 91.23 | Sqm | 1710 | 156003.3
161 | [11 empty] | 0 |  |  |  |  | 0
162 | 162 | Dadooing to walls with glazed full body Porcelain wall tiles | 225 | Sqm | 1220.339 | 1440 | 324000 |  | Sqm | 1220.339 | 0 | 225 | Sqm | 1220.339 | 274576.2712 | 372.9 | Sqm |  |  | 372.9 | Sqm | 1440 | 536976
162 | [11 empty] | 0 |  |  |  |  | 0
163 | 163 | Dadooing to walls with glazed full body Ceramic tiles | 350 | Sqm | 1220.339 | 1440 | 504000 |  | Sqm | 1220.339 | 0 | 350 | Sqm | 1220.339 | 427118.6441 | 437.572 | Sqm |  |  | 437.572 | Sqm | 1440 | 630103.68
163 | [11 empty] | 0 |  |  |  |  | 0
164 | 164 | Painting one coat water based cement primer of interior grade I and two coats of acrylic emulsion paint for ceiling and Walls | 4447 | Sqm | 305.0847 | 360 | 1600920 |  | Sqm | 305.0847 | 0 | 4447 | Sqm | 305.0847 | 1356711.8644 | 2923.63 | Sqm |  |  | 2923.629 | Sqm | 360 | 1052506.44
164 | [11 empty] | 0 |  |  |  |  | 0
165 | 165 | Painting to new wood work | 313 | Sqm | 305.0847 | 360 | 112680 |  | Sqm | 305.0847 | 0 | 313 | Sqm | 305.0847 | 95491.5254 | 0 | Sqm |  |  | 0 | Sqm | 360 | 0
165 | [11 empty] | 0 |  |  |  |  | 0
166 | 166 | Painting to new iron work | 88 | Sqm | 228.8136 | 270 | 23760 |  | Sqm | 228.8136 | 0 | 88 | Sqm | 228.8136 | 20135.5932 | 93.181 | Sqm |  |  | 93.181 | Sqm | 270 | 25158.87
166 | [11 empty] | 0 |  |  |  |  | 0
167 | 167 | Two shutter cupboards | 100 | Sqm | 7627.1186 | 9000 | 900000 |  | Sqm | 7627.1186 | 0 | 100 | Sqm | 7627.1186 | 762711.8644 | 0 | Sqm |  |  | 0 | Sqm | 9000 | 0
167 | [11 empty] | 0 |  |  |  |  | 0
168 | 168 | UPVC Fixed Louvered Ventilator | 7 | Sqm | 10169.4915 | 12000 | 84000 |  | Sqm | 10169.4915 | 0 | 7 | Sqm | 10169.4915 | 71186.4407 | 13.56 | Sqm |  |  | 13.56 | Sqm | 12000 | 162720
168 | [11 empty] | 0 |  |  |  |  | 0
169 | 169 | UPVC 3 track Sliding Windows | 15 | Sqm | 7627.1186 | 9000 | 135000 |  | Sqm | 7627.1186 | 0 | 15 | Sqm | 7627.1186 | 114406.7797 | 36.044 | Sqm |  |  | 36.044 | Sqm | 9000 | 324396
169 | [11 empty] | 0 |  |  |  |  | 0
170 | 170 | MS Grills to Windows | 150 | Sqm | 1525.4237 | 1800 | 270000 |  | Sqm | 1525.4237 | 0 | 150 | Sqm | 1525.4237 | 228813.5593 | 69.02 | Sqm |  |  | 69.02 | Sqm | 1800 | 124236
170 | [11 empty] | 0 |  |  |  |  | 0
171 | 171 | Flooring with 16 to 18 mm thick high polished granite stone slabs black colour for platforms (S.S.701 and special) | 50 | Sqm | 5338.9831 | 6300 | 315000 |  | Sqm | 5338.9831 | 0 | 50 | Sqm | 5338.9831 | 266949.1525 | 88.92 | Sqm |  |  | 88.92 | Sqm | 6300 | 560196
171 | [11 empty] | 0 |  |  |  |  | 0
172 | 172 | Doors as per approved drawings with medium teak wood frame (1500mm x 2600mm) | 50 | Sqm | 5338.9831 | 6300 | 315000 |  | Sqm | 5338.9831 | 0 | 50 | Sqm | 5338.9831 | 266949.1525 | 0 | Sqm |  |  | 0 | Sqm | 6300 | 0
172 | [11 empty] | 0 |  |  |  |  | 0
173 | 173 | Doors as per approved drawings with medium teak wood frame (1000mm x 2100mm) | 45 | Sqm | 6271.1864 | 7400 | 333000 |  | Sqm | 6271.1864 | 0 | 45 | Sqm | 6271.1864 | 282203.3898 | 0 | Sqm |  |  | 0 | Sqm | 7400 | 0
173 | [11 empty] | 0 |  |  |  |  | 0
174 | 174 | Doors Shutters WPC(800mm x 2100mm) | 40 | Sqm | 4576.2712 | 5400 | 216000 |  | Sqm | 4576.2712 | 0 | 40 | Sqm | 4576.2712 | 183050.8475 | 42.607 | Sqm |  |  | 42.607 | Sqm | 5400 | 230077.8
174 | [11 empty] | 0 |  |  |  |  | 0
175 | 175 | Scientific Doors with metal door frames and door shutters made of galvanize steel | 45 | Sqm | 15254.2373 | 18000 | 810000 |  | Sqm | 15254.2373 | 0 | 45 | Sqm | 15254.2373 | 686440.678 | 93.7 | Sqm |  |  | 93.7 | Sqm | 18000 | 1686600
175 | [11 empty] | 0 |  |  |  |  | 0
176 | 176 | False ceiling as per Technical specification | 1400 | Sqm | 1525.4237 | 1800 | 2520000 |  | Sqm | 1525.4237 | 0 | 1400 | Sqm | 1525.4237 | 2135593.2203 | 1042.45 | Sqm |  |  | 1042.452 | Sqm | 1800 | 1876413.6
176 | [11 empty] | 0 |  |  |  |  | 0
177 | 177 | Vinyl flooring | 500 | Sqm | 2542.3729 | 3000 | 1500000 |  | Sqm | 2542.3729 | 0 | 500 | Sqm | 2542.3729 | 1271186.4407 | 672.5 | Sqm |  |  | 672.5 | Sqm | 3000 | 2017500
177 | [11 empty] | 0 |  |  |  |  | 0
178 | 178 | Impervious coat to exposed RCC roof slab surfacesof 20mm thick (APSS No. 901 and 903) | 350 | Sqm | 1067.7966 | 1260 | 441000 |  | Sqm | 1067.7966 | 0 | 350 | Sqm | 1067.7966 | 373728.8136 | 0 | Sqm |  |  | 0 | Sqm | 1260 | 0
178 | [11 empty] | 0 |  |  |  |  | 0
179 | 179 | Fixed Glass Window – 1200 x 1200 | 53.55 | Sqm | 4576.2712 | 5400 | 289170 |  | Sqm | 4576.2712 | 0 | 53.55 | Sqm | 4576.2712 | 245059.322 | 57.254 | Sqm |  |  | 57.254 | Sqm | 5400 | 309171.6
179 | [11 empty] | 0 |  |  |  |  | 0
180 | 180 | Grouting the holes with neat cement slurry of 20mm dia with all required accessories of all materials etc., including cost & Conveyance of all labour Charges etc., complete finished item of work (*As per SSR2021-22 of S.NO:-8) | 500 | Nos | 152.5424 | 180 | 90000 |  | Nos | 152.5424 | 0 | 500 | Nos | 152.5424 | 76271.1864 | 0 | Nos |  |  | 0 | Nos | 180 | 0
180 | [11 empty] | 0 |  |  |  |  | 0
181 | 181 | Pressure grouting the drilled holes with neat cement slurry or with approved grout admixture using pump - excluding cost of drilling holes after fixing nozzles as technical specification approved by the department etc., including cost & Conveyance of all labour charges etc., complete finished item of work | 500 | Nos | 533.8983 | 630 | 315000 |  | Nos | 533.8983 | 0 | 500 | Nos | 533.8983 | 266949.1525 | 1049 | Nos |  |  | 1049 | Nos | 630 | 660870
181 | [11 empty] | 0 |  |  |  |  | 0
182 | 182 | Supply and fabricating,erecting and fixing inposition trusses of approved design with structural steel other than MS. | 6500 | Kgs | 152.5424 | 180 | 1170000 |  | Kgs | 152.5424 | 0 | 6500 | Kgs | 152.5424 | 991525.4237 | 6500 | Kgs |  |  | 6500 | Kgs | 180 | 1170000
182 | [11 empty] | 0 |  |  |  |  | 0
183 | 183 | Supply and fixing of pre painted Galvalume Trapezoidal Profile Roofing with 0.50mm Thickness. | 65 | Sqm | 915.2542 | 1080 | 70200 |  | Sqm | 915.2542 | 0 | 65 | Sqm | 915.2542 | 59491.5254 | 65 | Sqm |  |  | 65 | Sqm | 1080 | 70200
183 | [11 empty] | 0 |  |  |  |  | 0
184 | 184 | 4" (101.6mm) multi floor trap with jali - UPVC/SWR | 25 | Nos | 228.8136 | 270 | 6750 |  | Nos | 228.8136 | 0 | 25 | Nos | 228.8136 | 5720.339 | 24 | Nos |  |  | 24 | Nos | 270 | 6480
184 | [11 empty] | 0 |  |  |  |  | 0
185 | 185 | 580mm x 440mm long Orissa pan white glazed Water Closet | 4 | Nos | 4576.2712 | 5400 | 21600 |  | Nos | 4576.2712 | 0 | 4 | Nos | 4576.2712 | 18305.0847 | 4 | Nos |  |  | 4 | Nos | 5400 | 21600
185 | [11 empty] | 0 |  |  |  |  | 0
186 | 186 | European Water Closet of 1st quality | 9 | Nos | 5338.9831 | 6300 | 56700 |  | Nos | 5338.9831 | 0 | 9 | Nos | 5338.9831 | 48050.8475 | 9 | Nos |  |  | 9 | Nos | 6300 | 56700
186 | [11 empty] | 0 |  |  |  |  | 0
187 | 187 | Indian make Flat Back Wash Hand Basin 1st quality | 16 | Nos | 3050.8475 | 3600 | 57600 |  | Nos | 3050.8475 | 0 | 16 | Nos | 3050.8475 | 48813.5593 | 16 | Nos |  |  | 16 | Nos | 3600 | 57600
187 | [11 empty] | 0 |  |  |  |  | 0
188 | 188 | CP finish brass soap dish | 21 | Nos | 932.2034 | 1100 | 23100 |  | Nos | 932.2034 | 0 | 21 | Nos | 932.2034 | 19576.2712 | 22 | Nos |  |  | 22 | Nos | 1100 | 24200
188 | [11 empty] | 0 |  |  |  |  | 0
189 | 189 | TV shape mirror with plastic frame of size 609.6mm x 457.2mm | 25 | Nos | 533.8983 | 630 | 15750 |  | Nos | 533.8983 | 0 | 25 | Nos | 533.8983 | 13347.4576 | 16 | Nos |  |  | 16 | Nos | 630 | 10080
189 | [11 empty] | 0 |  |  |  |  | 0
190 | 190 | 25.4mm dia , 609.6mm long aluminium anodized towel rods | 36 | Nos | 457.6271 | 540 | 19440 |  | Nos | 457.6271 | 0 | 36 | Nos | 457.6271 | 16474.5763 | 23 | Nos |  |  | 23 | Nos | 540 | 12420
190 | [11 empty] | 0 |  |  |  |  | 0
191 | 191 | 15 mm brass body CP finish bib tap of not less than 300 grams weight | 25 | Nos | 457.6271 | 540 | 13500 |  | Nos | 457.6271 | 0 | 25 | Nos | 457.6271 | 11440.678 | 15 | Nos |  |  | 15 | Nos | 540 | 8100
191 | [11 empty] | 0 |  |  |  |  | 0
192 | 192 | Self Closing Tap - Push Type | 25 | Nos | 610.1695 | 720 | 18000 |  | Nos | 610.1695 | 0 | 25 | Nos | 610.1695 | 15254.2373 | 16 | Nos |  |  | 16 | Nos | 720 | 11520
192 | [11 empty] | 0 |  |  |  |  | 0
193 | 193 | Chromium plated finish brass body quarter turn Bibcock cum Health Faucet | 12 | Nos | 3050.8475 | 3600 | 43200 |  | Nos | 3050.8475 | 0 | 12 | Nos | 3050.8475 | 36610.1695 | 9 | Nos |  |  | 9 | Nos | 3600 | 32400
193 | [11 empty] | 0 |  |  |  |  | 0
194 | 194 | Ashirvad/ Ajay/ Astral Flowguard or equivalent CPVC Pipes and Fittings - 15.90mm OD pipe | 55 | Rmt | 228.8136 | 270 | 14850 |  | Rmt | 228.8136 | 0 | 55 | Rmt | 228.8136 | 12584.7458 | 55 | Rmt |  |  | 55 | Rmt | 270 | 14850
194 | [11 empty] | 0 |  |  |  |  | 0
195 | 195 | Ashirvad/Ajay/Astral Flowguard or equivalent CPVC Pipes and Fittings - 22.20mm OD pipe | 115 | Rmt | 305.0847 | 360 | 41400 |  | Rmt | 305.0847 | 0 | 115 | Rmt | 305.0847 | 35084.7458 | 115 | Rmt |  |  | 115 | Rmt | 360 | 41400
195 | [11 empty] | 0 |  |  |  |  | 0
196 | 196 | Ashirvad/ Ajay/ Astral Flowguard or equivalent CPVC Pipes and Fittings -28.60mm OD pipe | 143 | Rmt | 381.3559 | 450 | 64350 |  | Rmt | 381.3559 | 0 | 143 | Rmt | 381.3559 | 54533.8983 | 143 | Rmt |  |  | 143 | Rmt | 450 | 64350
196 | [11 empty] | 0 |  |  |  |  | 0
197 | 197 | Bronze Gate/ Globe valve - 25mm Nominal bore | 15 | Nos | 1220.339 | 1440 | 21600 |  | Nos | 1220.339 | 0 | 15 | Nos | 1220.339 | 18305.0847 | 15 | Nos |  |  | 15 | Nos | 1440 | 21600
197 | [11 empty] | 0 |  |  |  |  | 0
198 | 198 | SWR PVC pipes (Prince/ Sudhakar/ Kisan/ Supreme or any ISI brand) 4 Kg/Sq.cm. - 75mmdia | 145 | Rmt | 381.3559 | 450 | 65250 |  | Rmt | 381.3559 | 0 | 145 | Rmt | 381.3559 | 55296.6102 | 145 | Rmt |  |  | 145 | Rmt | 450 | 65250
198 | [11 empty] | 0 |  |  |  |  | 0
199 | 199 | SWR PVC pipes (Prince/ Sudhakar/ Kisan/ Supreme or any ISI brand) 4 Kg/Sq.cm. -110mmdia | 145 | Rmt | 457.6271 | 540 | 78300 |  | Rmt | 457.6271 | 0 | 145 | Rmt | 457.6271 | 66355.9322 | 145 | Rmt |  |  | 145 | Rmt | 540 | 78300
199 | [11 empty] | 0 |  |  |  |  | 0
200 | 200 | Supplying and fixing15 mm nominal size 152.0 mm CP finish iron body shower rose 1st quality including cost and conveyance of all materials, labour charges , overheads & contractors profit for finished item of work in all floors. | 5 | Nos | 533.8983 | 630 | 3150 |  | Nos | 533.8983 | 0 | 5 | Nos | 533.8983 | 2669.4915 | 7 | Nos |  |  | 7 | Nos | 630 | 4410
200 | [11 empty] | 0 |  |  |  |  | 0
201 | 201 | Supply and Fixing of white glazed flat back bowl urinals | 4 | Nos | 2288.1356 | 2700 | 10800 |  | Nos | 2288.1356 | 0 | 4 | Nos | 2288.1356 | 9152.5424 | 4 | Nos |  |  | 4 | Nos | 2700 | 10800
201 | [11 empty] | 0 |  |  |  |  | 0
202 | 202 | Supply and fixing of 16mm to 20 mm thick ploished marbles slab partitions of size 4'0"*2'0" | 10 | Nos | 3050.8475 | 3600 | 36000 |  | Nos | 3050.8475 | 0 | 10 | Nos | 3050.8475 | 30508.4746 | 0 | Nos |  |  | 0 | Nos | 3600 | 0
202 | [11 empty] | 0 |  |  |  |  | 0
203 | 203 | 28 mm dia. and 0.90 mm thick Copper Pipe Lines for Main lines | 700 | Rmt | 1483.0508 | 1750 | 1225000 |  | Rmt | 1483.0508 | 0 | 700 | Rmt | 1483.0508 | 1038135.5932 | 832 | Rmt |  |  | 832 | Rmt | 1750 | 1456000
203 | [11 empty] | 0 |  |  |  |  | 0
204 | 204 | 42 mm dia. and 1.20 mm thick Copper Pipe Lines for Main lines | 200 | Rmt | 1906.7797 | 2250 | 450000 |  | Rmt | 1906.7797 | 0 | 200 | Rmt | 1906.7797 | 381355.9322 | 226 | Rmt |  |  | 226 | Rmt | 2250 | 508500
204 | [11 empty] | 0 |  |  |  |  | 0
205 | 205 | 54 mm dia. and 1.20 mm thick Copper Pipe Lines for Main lines | 550 | Rmt | 2500 | 2950 | 1622500 |  | Rmt | 2500 | 0 | 550 | Rmt | 2500 | 1375000 | 550 | Rmt |  |  | 550 | Rmt | 2950 | 1622500
205 | [11 empty] | 0 |  |  |  |  | 0
206 | 206 | 12 mm dia. and 0.70 mm thick Copper Pipe Lines for distribution lines | 320 | Rmt | 550.8475 | 650 | 208000 |  | Rmt | 550.8475 | 0 | 320 | Rmt | 550.8475 | 176271.1864 | 591 | Rmt |  |  | 591 | Rmt | 650 | 384150
206 | [11 empty] | 0 |  |  |  |  | 0
207 | 207 | 15 mm dia. and 0.90 mm thick Copper Pipe Lines for distribution lines | 525 | Rmt | 805.0847 | 950 | 498750 |  | Rmt | 805.0847 | 0 | 525 | Rmt | 805.0847 | 422669.4915 | 838 | Rmt |  |  | 838 | Rmt | 950 | 796100
207 | [11 empty] | 0 |  |  |  |  | 0
208 | 208 | 22 mm dia. and 0.90 mm thick Copper Pipe Lines for distribution lines | 530 | Rmt | 1228.8136 | 1450 | 768500 |  | Rmt | 1228.8136 | 0 | 530 | Rmt | 1228.8136 | 651271.1864 | 636 | Rmt |  |  | 636 | Rmt | 1450 | 922200
208 | [11 empty] | 0 |  |  |  |  | 0
209 | 209 | 15 mm (1/2") Isolation Valves | 40 | Nos | 1271.1864 | 1500 | 60000 |  | Nos | 1271.1864 | 0 | 40 | Nos | 1271.1864 | 50847.4576 | 35 | Nos |  |  | 35 | Nos | 1500 | 52500
209 | [11 empty] | 0 |  |  |  |  | 0
210 | 210 | 22 mm (3/4") Isolation Valves | 15 | Nos | 2118.6441 | 2500 | 37500 |  | Nos | 2118.6441 | 0 | 15 | Nos | 2118.6441 | 31779.661 | 13 | Nos |  |  | 13 | Nos | 2500 | 32500
210 | [11 empty] | 0 |  |  |  |  | 0
211 | 211 | 28 mm Isolation Valves | 3 | Nos | 2966.1017 | 3500 | 10500 | 2 | Nos | 2966.1017 | 5932.2034 | 5 | Nos | 2966.1017 | 14830.5085 | 9 | Nos |  |  | 9 | Nos | 3500 | 31500
211 | [11 empty] | 0 |  |  |  |  | 0
212 | 212 | 42 mm Isolation Valves | 2 | Nos | 3813.5593 | 4500 | 9000 | 3 | Nos | 3813.5593 | 11440.678 | 5 | Nos | 3813.5593 | 19067.7966 | 4 | Nos |  |  | 4 | Nos | 4500 | 18000
212 | [11 empty] | 0 |  |  |  |  | 0
213 | 213 | 54 mm Isolation Valves | 2 | Nos | 4661.0169 | 5500 | 11000 | 1 | Nos | 4661.0169 | 4661.0169 | 3 | Nos | 4661.0169 | 13983.0508 | 6 | Nos |  |  | 6 | Nos | 5500 | 33000
213 | [11 empty] | 0 |  |  |  |  | 0
214 | 214 | Gas Outlet Points with probes for Oxygen with S Brackets | 189 | Nos | 2415.2542 | 2850 | 538650 |  | Nos | 2415.2542 | 0 | 189 | Nos | 2415.2542 | 456483.0508 | 231 | Nos |  |  | 231 | Nos | 2850 | 658350
214 | [11 empty] | 0 |  |  |  |  | 0
215 | 215 | 2 Gas Digital Area Alarm Panels | 2 | Nos | 21186.4407 | 25000 | 50000 |  | Nos | 21186.4407 | 0 | 2 | Nos | 21186.4407 | 42372.8814 | 0 | Nos |  |  | 0 | Nos | 25000 | 0
215 | [11 empty] | 0 |  |  |  |  | 0
216 | 216 | 3 Gas Digital Area Alarm Panels | 4 | Nos | 25423.7288 | 30000 | 120000 |  | Nos | 25423.7288 | 0 | 4 | Nos | 25423.7288 | 101694.9153 | 5 | Nos |  |  | 5 | Nos | 30000 | 150000
216 | [11 empty] | 0 |  |  |  |  | 0
217 | 217 | 5 Gas Digital Area Alarm Panels | 5 | Nos | 33898.3051 | 40000 | 200000 | 1 | Nos | 33898.3051 | 33898.3051 | 6 | Nos | 33898.3051 | 203389.8305 | 0 | Nos |  |  | 0 | Nos | 40000 | 0
217 | [11 empty] | 0 |  |  |  |  | 0
218 | 218 | Master Digital Alarm Panels | 1 | Nos | 42372.8814 | 50000 | 50000 |  | Nos | 42372.8814 | 0 | 1 | Nos | 42372.8814 | 42372.8814 | 1 | Nos |  |  | 1 | Nos | 50000 | 50000
218 | [11 empty] | 0 |  |  |  |  | 0
219 | 219 | BPC Flow meter with Humidifier bottle and L adapter | 27 | Nos | 1906.7797 | 2250 | 60750 |  | Nos | 1906.7797 | 0 | 27 | Nos | 1906.7797 | 51483.0508 | 43 | Nos |  |  | 43 | Nos | 2250 | 96750
219 | [11 empty] | 0 |  |  |  |  | 0
220 | 220 | L Type Adapter for Oxygen Flow meters | 27 | Nos | 1059.322 | 1250 | 33750 |  | Nos | 1059.322 | 0 | 27 | Nos | 1059.322 | 28601.6949 | 27 | Nos |  |  | 27 | Nos | 1250 | 33750
220 | [11 empty] | 0 |  |  |  |  | 0
221 | 221 | Kit for conversion of Oxygen | 27 | Nos | 1398.3051 | 1650 | 44550 |  | Nos | 1398.3051 | 0 | 27 | Nos | 1398.3051 | 37754.2373 | 18 | Nos |  |  | 18 | Nos | 1650 | 29700
221 | [11 empty] | 0 |  |  |  |  | 0
222 | 222 | Suction Jars of 600 ml capacity | 27 | Nos | 2923.7288 | 3450 | 93150 |  | Nos | 2923.7288 | 0 | 27 | Nos | 2923.7288 | 78940.678 | 37 | Nos |  |  | 37 | Nos | 3450 | 127650
222 | [11 empty] | 0 |  |  |  |  | 0
223 | 223 | Adapters for Vacuum | 27 | Nos | 635.5932 | 750 | 20250 |  | Nos | 635.5932 | 0 | 27 | Nos | 635.5932 | 17161.0169 | 27 | Nos |  |  | 27 | Nos | 750 | 20250
223 | [11 empty] | 0 |  |  |  |  | 0
224 | 224 | Adapters for Air | 27 | Nos | 635.5932 | 750 | 20250 |  | Nos | 635.5932 | 0 | 27 | Nos | 635.5932 | 17161.0169 | 27 | Nos |  |  | 27 | Nos | 750 | 20250
224 | [11 empty] | 0 |  |  |  |  | 0
225 | 225 | Adapters for Nitrous Oxide | 15 | Nos | 635.5932 | 750 | 11250 |  | Nos | 635.5932 | 0 | 15 | Nos | 635.5932 | 9533.8983 | 15 | Nos |  |  | 15 | Nos | 750 | 11250
225 | [11 empty] | 0 |  |  |  |  | 0
226 | 226 | Vacuum Tube | 27 | Nos | 466.1017 | 550 | 14850 | 58 | Nos | 466.1017 | 27033.8983 | 85 | Nos | 466.1017 | 39618.6441 | 32 | Nos |  |  | 32 | Nos | 550 | 17600
226 | [11 empty] | 0 |  |  |  |  | 0
227 | 227 | Bed Head wall panel horizontal 1500 mm long single railing | 27 | Nos | 29661.0169 | 35000 | 945000 |  | Nos | 29661.0169 | 0 | 27 | Nos | 29661.0169 | 800847.4576 | 31 | Nos |  |  | 31 | Nos | 35000 | 1085000
227 | [11 empty] | 0 |  |  |  |  | 0
228 | 228 | Valve box -2 services | 1 | Nos | 8050.8475 | 9500 | 9500 |  | Nos | 8050.8475 | 0 | 1 | Nos | 8050.8475 | 8050.8475 | 0 | Nos |  |  | 0 | Nos | 9500 | 0
228 | [11 empty] | 0 |  |  |  |  | 0
229 | 229 | Valve box -3 services | 3 | Nos | 12288.1356 | 14500 | 43500 |  | Nos | 12288.1356 | 0 | 3 | Nos | 12288.1356 | 36864.4068 | 5 | Nos |  |  | 5 | Nos | 14500 | 72500
229 | [11 empty] | 0 |  |  |  |  | 0
230 | 230 | Valve box -6 services | 1 | Nos | 19067.7966 | 22500 | 22500 | 5 | Nos | 19067.7966 | 95338.9831 | 6 | Nos | 19067.7966 | 114406.7797 | 7 | Nos |  |  | 7 | Nos | 22500 | 157500
230 | [11 empty] | 0 |  |  |  |  | 0
231 | 231 | 4 + 4 size of CO2 manifold System | 1 | Job | 33898.3051 | 40000 | 40000 | 1 | Job | 33898.3051 | 33898.3051 | 2 | Job | 33898.3051 | 67796.6102 | 1 | Job |  |  | 1 | Job | 40000 | 40000
231 | [11 empty] | 0 |  |  |  |  | 0
232 | 232 | 2 cylinder emergency manifold | 1 | Job | 12288.1356 | 14500 | 14500 | 1 | Job | 12288.1356 | 12288.1356 | 2 | Job | 12288.1356 | 24576.2712 | 1 | Job |  |  | 0 | Job | 14500 | 0
232 | [11 empty] | 0 |  |  |  |  | 0
233 | 233 | Fully Automatic CO2 Control System | 1 | Job | 156779.661 | 185000 | 185000 | 1 | Job | 156779.661 | 156779.661 | 2 | Job | 156779.661 | 313559.322 | 1 | Job |  |  | 1 | Job | 185000 | 185000
233 | [11 empty] | 0 |  |  |  |  | 0
234 | 234 | Aneste Iwata Make TFS 150 C9 Model, Compresso Two stage, Motor 15 HP & 57.18 CFM, 60 CFM Air Dryer with 2000 Ltrs Receiver Twin System (For Air4, Air7) | 1 | Job | 1605932.2034 | 1895000 | 1895000 |  | Job | 1605932.2034 | 0 | 1 | Job | 1605932.2034 | 1605932.2034 | 1 | Job |  |  | 1 | Job | 1895000 | 1895000
234 | [11 empty] | 0 |  |  |  |  | 0
235 | 235 | Supporting structure for MGPS lines with Ismb Columns, beams, MS angles, Flats and square rods | 1 | Job | 673728.8136 | 795000 | 795000 |  | Job | 673728.8136 | 0 | 1 | Job | 673728.8136 | 673728.8136 | 1 | Job |  |  | 1 | Job | 795000 | 795000
235 | [11 empty] | 0 |  |  |  |  | 0
236 | 236 | 2x20 Oxygen Main manifold System | 1 | Job | 80508.4746 | 95000 | 95000 |  | Job | 80508.4746 | 0 | 1 | Job | 80508.4746 | 80508.4746 | 1 | Job |  |  | 1 | Job | 95000 | 95000
236 | [11 empty] | 0 |  |  |  |  | 0
237 | 237 | Electrical Control Panel for MGPS | 1 | Job | 122881.3559 | 145000 | 145000 |  | Job | 122881.3559 | 0 | 1 | Job | 122881.3559 | 122881.3559 | 1 | Job |  |  | 1 | Job | 145000 | 145000
237 | [11 empty] | 0 |  |  |  |  | 0
238 | 238 | Vaccum system Ingersoll Rand Make Model 15V x 10 Model with 5 HP Motor with 1000 Liters Reciever, Filters, Electricals, Etc Secretion Trap and Bacteria Filter | 2 | Job | 1266949.1525 | 1495000 | 2990000 |  | Job | 1266949.1525 | 0 | 2 | Job | 1266949.1525 | 2533898.3051 | 2 | Job |  |  | 2 | Job | 1495000 | 2990000
238 | [11 empty] | 0 |  |  |  |  | 0
239 | 239 | Validation By Third Party Agency Charges per Each MOT | 4 | Each | 84745.7627 | 100000 | 400000 |  | Each | 84745.7627 | 0 | 4 | Each | 84745.7627 | 338983.0508 | 4 | Each |  |  | 4 | Each | 100000 | 400000
239 | [11 empty] | 0 |  |  |  |  | 0
240 | 240 | Anesthetic Gas Scavenging System (AGSS) | 1 | Job | 1027966.1017 | 1213000 | 1213000 |  | Job | 1027966.1017 | 0 | 1 | Job | 1027966.1017 | 1027966.1017 | 1 | Job |  |  | 1 | Job | 1213000 | 1213000
240
|  | Total Contract Value | [12 empty] | 3050847.4576
Items Not In BOQ
| 1 | Electrical Connections for 2 UPS | 0 | Job |  |  |  | 1 | Job | 100000 | 100000 | 1 | Job | 100000 | 100000 |  |  |  |  | 2 | Job | 100000 | 200000
|  | Under Deck Insulation | 0 | Sqm | [7 empty] | 0 | Sqm | [6 empty] | 79.579 | sqm | 875 | 69631.625
|  | Screed | 0 | Sqm | [7 empty] | 0 | Cum | [6 empty] | 24.1 | CUM | 6722 | 162000.2
|  | Self Levelling | 0 | Sqm | [7 empty] | 0 | Sqm | [6 empty] | 827.13 | sqm | 310 | 256410.3
|  | 4 Gas Digital Alarm Panels | 0 | Nos | [7 empty] | 0 | Nos | [6 empty] | 1 | Nos | 30000 | 30000
|  | 6 Gas Digital Alarm Panels | 0 | Nos | [7 empty] | 0 | Nos | [6 empty] | 7 | Nos | 40000 | 280000
|  | Valve box 4 series | 0 | Job | [7 empty] | 0 | Job | [6 empty] | 1 | Job | 14500 | 14500
|  | 4 + 4 N2O manifold System | 0 | Job | [7 empty] | 0 | Job | [6 empty] | 1 | Job | 40000 | 40000
|  | 4 + 4 CO2 manifold system | 0 | Job | [7 empty] | 0 | Job | [6 empty] | 1 | Job | 40000 | 40000
|  | 2 cylinder emergency manifold - CO2 | 0 | Job | [7 empty] | 0 | Job | [6 empty] | 1 | Job | 14500 | 14500
|  | 2 cylinder emergency manifold - N2O | 0 | Job | [7 empty] | 0 | Job | [6 empty] | 1 | Job | 14500 | 14500
|  | Fully automatic N2O control system | 0 | Job | [7 empty] | 0 | Job | [6 empty] | 1 | Job | 185000 | 185000
|  | Fully automatic O2 control system | 0 | Job | [7 empty] | 0 | Job | [6 empty] | 1 | Job | 185000 | 185000
|  | 750 KVA Transformer OLTC for transformers with RTCC: Supply, Transportation, Installation, Testing and Commissioning of 750 KVA TRANSFORMER with all test reports. The Transformer shall be designed and manufactured as per IS:1180 OLTC with level-II with initial filling of oil as per IS 335-1993. 1000 A LT Breaker Kiosk - 01 No.The basic details of the Transformer are as under. Makes: Kirloskar / PETE / Esennar / Voltamp / Crompton / ABB / Schneider. | 0 | Nos | [7 empty] | 0 | Nos | [6 empty] | 1 | Nos | 4708000 | 4708000
|  | Cementitious Water Proofing over the Roof Slab & Pheriperal walls of State Organ Transplantation Center Gandhi Hospital | 0 | Job | [7 empty] | 0 Job | [7 empty] | 1 | Job | 8000000 | 8000000
|  | vinyl flooring in non sterile corridor | 0 |  |  | 2542 | [13 empty] | 265.37 |  | 2542 | 674570.54
Expansion Joint

## Sheet2
2.945 | 3.495 | 0.23 | 2.3673 |  | 10.2928
0.98 | 3.06 | 0.1 |  | 2.9988
1.2 | 2.1 | 0.23 | 0.5796 |  | 2.52
1.136 | 2.6 | 0.23 | 0.67933 |  | 2.9536
3.515 | 1.67 | 0.3 | 1.761 |  | 5.87
3.4 | 0.25 | 0.15 |  | 0.85
2.1 | 3.495 | 0.1 |  | 7.3395
1.128 | 2.6 | 0.23 | 0.67454 | 11.1883 | 2.9328
1.136 | 2.6 | 0.23 | 0.67933 |  | 2.9536
1.136 | 2.6 | 0.23 | 0.67933 |  | 2.9536
1.8 | 2.1 | 0.23 | 0.8694 |  | 3.78
1.14 | 2.15 | 0.23 | 0.56373 |  | 2.451
1.14 | 2.6 | 0.23 | 0.68172 |  | 2.964
1 | 2.1 | 0.23 | 0.483 |  | 2.1
|  |  | 10.0183 |  | 41.7714