## Sheet1
Brick Work Demolition
No | L | B | D | Q
1 | 3.98 | 0.23 | 2.6 | 2.38
1 | 5.7 | 0.15 | 3.02 | 2.5821
1 | 5.47 | 0.15 | 3.1 | 2.5435
1 | 2.4 | 0.15 | 3.4 | 1.224 |  |  | 347 |  |  |  | 3 | 8 | 4
1 | 0.4 | 0.23 | 0.9 | 0.0828 |  |  | 620 | raju | 318 |  | 7 | 7 | 3
1 | 0.45 | 0.23 | 0.95 | 0.098325 |  |  |  | shankarama |  |  | 8 | 8 | 4
1 | 2.5 | 0.15 | 3.4 | 1.275 |  |  |  | lingam |  |  | 3 | 8 | 1
1 | 1.95 | 0.15 | 2.7 | 0.78975 |  |  |  | yadadri |  |  | 4 | 8 | 12
1 | 2.5 | 0.15 | 3.4 | 1.275 | [6 empty] | 10 | 5
1 | 5.7 | 0.15 | 3.1 | 2.6505 | [6 empty] | 10 | 7
1 | 2.72 | 0.23 | 2.6 | 1.6266 | [6 empty] | 3 | 7
1 | 2.7 | 0.23 | 2.6 | 1.6146 | [6 empty] | 7 | 7
1 | 5.65 | 0.15 | 3.1 | 2.6273 | [6 empty] | 8 | 7
2 | 2.5 | 0.15 | 3.4 | 2.55 | [6 empty] | 4 | 7
1 | 2.25 | 0.15 | 2.6 | 0.8775 | [6 empty] | 7 | 7
1 | 5.65 | 0.15 | 3.1 | 2.6273 | [6 empty] | 10 | 5 |  | 354
2 | 2.5 | 0.15 | 3.4 | 2.55 | [6 empty] | 4 | 5
1 | 1.25 | 0.23 | 2.6 | 0.7475 | [6 empty] | 7 | 5
1 | 5.21 | 0.23 | 3.1 | 3.7147 | [6 empty] | 9 | 5
1 | 2.8 | 0.15 | 1.3 | 0.546 | [6 empty] | 7 | 6
1 | 2.6 | 0.15 | 1.3 | 0.507 | [6 empty] | 9 | 6
1 | 2.35 | 0.15 | 2.6 | 0.9165 | [6 empty] | 9 | 6
1 | 1.75 | 0.23 | 2.6 | 1.0465 | [6 empty] | 4 | 7
1 | 2.6 | 0.23 | 2.6 | 1.5548 | [6 empty] | 9 | 8
1 | 2.8 | 0.23 | 2.6 | 1.6744 | [6 empty] | 10 | 8
1 | 5.25 | 0.23 | 3.1 | 3.7433 | [6 empty] | 9 | 7
1 | 2.4 | 0.23 | 2.6 | 1.4352 | [6 empty] | 161 | 6
1 | 3.78 | 0.23 | 2.6 | 2.2604 | [7 empty] | 7
1 | 1.65 | 0.23 | 2.6 | 0.9867 | [7 empty] | 7
1 | 2.9 | 0.23 | 2.6 | 1.7342 | [7 empty] | 3
1 | 2.2 | 0.23 | 2.6 | 1.3156 | [7 empty] | 4
1 | 1.4 | 0.23 | 3.1 | 0.9982 | [7 empty] | 181
1 | 2.84 | 0.23 | 3.1 | 2.0249
1 | 1.564 | 0.23 | 2.35 | 0.84534
1 | 1.4 | 0.23 | 2.6 | 0.8372
1 | 2.8 | 0.23 | 2.6 | 1.6744 | [5 empty] | 6 | 11 | 8
1 | 3.33 | 0.23 | 3.1 | 2.3743 | [5 empty] | 8 | 11 | 8
2 | 5.25 | 0.23 | 3.3 | 7.9695 | [5 empty] | 10 | 11 | 7
1 | 3 | 0.23 | 2.6 | 1.794 | [5 empty] | 9 | 11 | 1
1 | 3.97 | 0.23 | 2.6 | 2.3741 | [5 empty] | 14 | 11 | 24
1 | 5.13 | 0.15 | 3.1 | 2.3854 | [5 empty] | 7 | 8
1 | 7 | 0.15 | 3.1 | 3.255 | [5 empty] | 10 | 10
1 | 1.25 | 0.15 | 3.85 | 0.72188 | [5 empty] | 7 | 10
2 | 1.5 | 0.15 | 2.25 | 1.0125 | [5 empty] | 8 | 10
1 | 1.8 | 0.23 | 2.6 | 1.0764 | [5 empty] | 17 | 10
1 | 5.7 | 0.15 | 3.1 | 2.6505 | [5 empty] | 17 | 10
1 | 1.2 | 0.15 | 3.2 | 0.576 | [5 empty] | 4 | 10
1 | 0.7 | 0.23 | 2.6 | 0.4186 | [5 empty] | 7 | 8 |  | 620
1 | 3.36 | 0.15 | 3.4 | 1.7136 | [5 empty] | 11 | 8
1 | 2.7 | 0.15 | 3.4 | 1.377 | [5 empty] | 6 | 8
1 | 1.5 | 0.15 | 3.4 | 0.765 | [5 empty] | 16 | 8
Total Brick Demolition |  |  |  | 88.4009 | [5 empty] | 17 | 8
Brick Work | [9 empty] | 12 | 9
1 | 1.8 | 0.23 | 2.5 | 1.035 | [5 empty] | 15 | 10
1 | 1.08 | 0.23 | 1.8 | 0.44712 | [5 empty] | 19 | 9
1 | 0.35 | 0.23 | 2.6 | 0.2093 | [5 empty] | 11 | 12
1 | 0.46 | 0.23 | 1.8 | 0.19044 | [5 empty] | 13 | 10
1 | 2.1 | 0.23 | 2.6 | 1.2558 | [5 empty] | 13 | 11
2 | 0.48 | 0.23 | 2.1 | 0.46368 | [5 empty] | 5 | 13
1 | 1.9 | 0.23 | 2.6 | 1.1362 | [5 empty] | 13 | 13
1 | 0.42 | 0.23 | 1.8 | 0.17388 | [5 empty] | 21 | 11
1 | 0.5 | 0.23 | 2.6 | 0.299 | [5 empty] | 17 | 14
1 | 1.4 | 0.23 | 1.37 | 0.44114 | [5 empty] | 313 | 8 |  | 302
1 | 2.53 | 0.23 | 1.5 | 0.87285 | [6 empty] | 283
1 | 0.4 | 0.23 | 0.4 | 0.0368
2 | 2.1 | 0.23 | 0.55 | 0.5313
1 | 0.95 | 0.23 | 2.6 | 0.5681
1 | 0.45 | 0.23 | 1.8 | 0.1863
1 | 0.95 | 0.23 | 1.75 | 0.38238
1 | 1 | 0.23 | 2.55 | 0.5865
2 | 0.95 | 0.23 | 1.8 | 0.7866
1 | 1.25 | 0.23 | 2.55 | 0.73313
1 | 1.35 | 0.23 | 1.85 | 0.57443
1 | 1.35 | 0.23 | 1.7 | 0.52785
1 | 1.5 | 0.23 | 1.85 | 0.63825
1 | 0.95 | 0.23 | 0.65 | 0.14203
1 | 1.35 | 0.23 | 1.8 | 0.5589
1 | 1 | 0.23 | 1.85 | 0.4255
1 | 1.47 | 0.23 | 2.6 | 0.87906
1 | 0.35 | 0.23 | 2.62 | 0.21091
1 | 0.4 | 0.23 | 2.62 | 0.24104
1 | 0.46 | 0.23 | 1.8 | 0.19044
4 | 0.85 | 0.23 | 0.65 | 0.5083
1 | 0.55 | 0.15 | 1.95 | 0.16087
1 | 0.45 | 0.15 | 2.1 | 0.14175
1 | 1.25 | 0.23 | 2.6 | 0.7475
1 | 1.4 | 0.23 | 1.75 | 0.5635
1 | 0.46 | 0.23 | 1.06 | 0.11215
1 | 1.4 | 0.23 | 2.7 | 0.8694
1 | 1.95 | 0.23 | 1.8 | 0.8073
1 | 0.62 | 0.23 | 2.6 | 0.37076
1 | 0.65 | 0.23 | 2.6 | 0.3887
1 | 0.44 | 0.23 | 1.8 | 0.18216
1 | 1.2 | 0.23 | 2.6 | 0.7176
1 | 1.35 | 0.23 | 1.8 | 0.5589
2 | 0.6 | 0.23 | 2.1 | 0.5796
1 | 0.47 | 0.23 | 2.6 | 0.28106
1 | 0.5 | 0.23 | 2.6 | 0.299
1 | 0.45 | 0.23 | 1.8 | 0.1863
2 | 0.4 | 0.23 | 0.96 | 0.17664
1 | 0.45 | 0.15 | 2.25 | 0.15187
1 | 1 | 0.23 | 2.6 | 0.598
1 | 1.35 | 0.23 | 1.8 | 0.5589
2 | 0.4 | 0.23 | 0.96 | 0.17664
1 | 0.67 | 0.23 | 1.25 | 0.19263
1 | 0.46 | 0.23 | 1.8 | 0.19044
1 | 0.64 | 0.23 | 1.25 | 0.184
1 | 3.6 | 0.23 | 3.1 | 2.5668
1 | 0.97 | 0.23 | 1.8 | 0.40158
1 | 0.55 | 0.23 | 0.97 | 0.12271
1 | 5.65 | 0.15 | 3.1 | 2.6273
-1 | 1.5 | 0.15 | 2.1 | -0.4725 | Door
3 | 0.97 | 0.23 | 1.8 | 1.2047
2 | 0.97 | 0.23 | 0.35 | 0.15617
1 | 1.2 | 0.23 | 2.6 | 0.7176
1 | 0.48 | 0.23 | 2.6 | 0.28704
1 | 0.47 | 0.23 | 2.6 | 0.28106
1 | 0.43 | 0.23 | 2.6 | 0.25714
1 | 0.37 | 0.23 | 2.6 | 0.22126
1 | 0.45 | 0.23 | 1.2 | 0.1242
1 | 3.35 | 0.15 | 3.54 | 1.7789
-1 | 0.75 | 0.15 | 2.1 | -0.23625 | Door
2 | 1.65 | 0.23 | 0.65 | 0.49335
1 | 1.35 | 0.23 | 2 | 0.621
1 | 0.7 | 0.23 | 2.6 | 0.4186
1 | 0.7 | 0.23 | 2.6 | 0.4186
1 | 1.4 | 0.23 | 0.45 | 0.1449
2 | 1.3 | 0.23 | 1.8 | 1.0764
1 | 3.55 | 0.15 | 3.4 | 1.8105
-1 | 0.75 | 0.15 | 2.1 | -0.23625
1 | 3.33 | 0.23 | 3.1 | 2.3743
1 | 1.2 | 0.23 | 0.95 | 0.2622
1 | 5.75 | 0.15 | 3.1 | 2.6737
1 | 1.4 | 0.23 | 2.5 | 0.805
3 | 0.975 | 0.23 | 1.89 | 1.2715
1 | 0.4 | 0.23 | 0.97 | 0.08924
1 | 3.23 | 0.23 | 3.1 | 2.303
1 | 0.7 | 0.23 | 2.6 | 0.4186
1 | 0.3 | 0.23 | 2.6 | 0.1794
1 | 0.43 | 0.23 | 1.8 | 0.17802
1 | 5.75 | 0.23 | 2.92 | 3.8617
1 | 2.15 | 0.23 | 2.92 | 1.4439
1 | 2.25 | 0.23 | 1.28 | 0.6624
1 | 5.25 | 0.15 | 3.1 | 2.4412
-1 | 1.8 | 0.15 | 2.1 | -0.567 | Door
1 | 0.41 | 0.23 | 0.97 | 0.091471
1 | 1.8 | 0.23 | 1 | 0.414
1 | 0.28 | 0.23 | 2.6 | 0.16744
1 | 0.28 | 0.23 | 2.6 | 0.16744
1 | 0.5 | 0.23 | 0.18 | 0.0207
2 | 0.7 | 0.23 | 0.95 | 0.3059
2 | 0.87 | 0.23 | 2.1 | 0.84042
1 | 2.7 | 0.23 | 2.6 | 1.6146
1 | 2.45 | 0.15 | 2.1 | 0.77175
1 | 0.8 | 0.23 | 0.9 | 0.1656
1 | 0.32 | 0.23 | 2.9 | 0.21344
1 | 0.45 | 0.23 | 1.25 | 0.12938
1 | 0.78 | 0.15 | 3.4 | 0.3978
1 | 0.97 | 0.15 | 3.4 | 0.4947
2 | 1.1 | 0.15 | 1.3 | 0.429
1 | 2.8 | 0.15 | 3.4 | 1.428
1 | 2.24 | 0.15 | 3.4 | 1.1424
2 | 1.8 | 0.23 | 0.95 | 0.7866
1 | 5.74 | 0.15 | 3.5 | 3.0135
1 | 2.9 | 0.23 | 2.6 | 1.7342
-2 | 1 | 0.23 | 2.1 | -0.966
1 | 1.5 | 0.23 | 0.95 | 0.32775
1 | 1.5 | 0.15 | 3.5 | 0.7875
1 | 1.6 | 0.15 | 3.1 | 0.744
-1 | 0.8 | 0.15 | 2.1 | -0.252 | Door
1 | 5.7 | 0.15 | 3.5 | 2.9925
1 | 2.2 | 0.23 | 2.6 | 1.3156
1 | 0.4 | 0.23 | 1.35 | 0.1242
-1 | 1 | 0.23 | 2.1 | -0.483 | Door
1 | 5.7 | 0.15 | 3.1 | 2.6505
1 | 1.4 | 0.23 | 3.1 | 0.9982
-1 | 1 | 0.23 | 2.1 | -0.483
1 | 3.3 | 0.15 | 3.5 | 1.7325
-1 | 0.8 | 0.15 | 2.1 | -0.252 | Door
1 | 1.5 | 0.23 | 2.35 | 0.81075
-1 | 1.2 | 0.23 | 2.1 | -0.5796 | Door
1 | 5.8 | 0.15 | 2.35 | 2.0445
3 | 1.5 | 0.15 | 2.35 | 1.5862
-4 | 0.8 | 0.15 | 2.1 | -1.008
1 | 1.4 | 0.23 | 2.6 | 0.8372
1 | 5.7 | 0.23 | 3.1 | 4.0641
1 | 2.8 | 0.23 | 2.6 | 1.6744
-1 | 1.8 | 0.23 | 2.1 | -0.8694
2 | 1 | 0.23 | 1.8 | 0.828
1 | 5.7 | 0.15 | 3.5 | 2.9925
2 | 0.6 | 0.23 | 2.1 | 0.5796
2 | 3.33 | 0.23 | 3.1 | 4.7486
-1 | 1.5 | 0.23 | 2.1 | -0.7245
5 | 1 | 0.23 | 1.8 | 2.07
1 | 1.5 | 0.23 | 3 | 1.035
1 | 5.75 | 0.15 | 3.5 | 3.0188
1 | 2.6 | 0.23 | 3 | 1.794
-1 | 1.15 | 0.23 | 2.1 | -0.55545 | Door
-1 | 1.2 | 0.23 | 2.1 | -0.5796 | Door
3 | 1 | 0.23 | 1.8 | 1.242
1 | 1.63 | 0.23 | 3.1 | 1.1622
-1 | 1.2 | 0.23 | 2.1 | -0.5796 | Door
1 | 4.8 | 0.15 | 2.54 | 1.8288
2 | 1.66 | 0.15 | 2.54 | 1.2649
-3 | 0.8 | 0.15 | 2.1 | -0.756
2 | 0.6 | 0.23 | 2.1 | 0.5796
1 | 1.4 | 0.23 | 2.6 | 0.8372
1 | 1.3 | 0.23 | 1.8 | 0.5382
1 | 3.97 | 0.23 | 2.6 | 2.3741
-1 | 1.5 | 0.23 | 2.1 | -0.7245 | Door
-1 | 0.75 | 0.23 | 2.1 | -0.36225
1 | 5.75 | 0.15 | 3.5 | 3.0188
-1 | 0.75 | 0.15 | 2.1 | -0.23625 | Door
1 | 4.95 | 0.15 | 3.5 | 2.5988
-1 | 0.75 | 0.15 | 2.1 | -0.23625 | Door
2 | 0.6 | 0.23 | 2.1 | 0.5796
1 | 0.43 | 0.23 | 2.1 | 0.20769 | [5 empty] | 41920
1 | 4.6 | 0.15 | 3.5 | 2.415 | [9 empty] | 13697.28
1 | 1.8 | 0.23 | 2.69 | 1.1137
-1 | 1.8 | 0.23 | 2.1 | -0.8694 | Door
1 | 1 | 0.23 | 2.6 | 0.598
1 | 1 | 0.23 | 1.8 | 0.414
1 | 1.2 | 0.15 | 3.2 | 0.576
-1 | 0.75 | 0.15 | 2.1 | -0.23625
1 | 3.4 | 0.15 | 3.5 | 1.785
-1 | 1 | 0.15 | 2.1 | -0.315 | Door
1 | 2.35 | 0.23 | 2.6 | 1.4053
-1 | 1.5 | 0.23 | 2.1 | -0.7245
Total Brick Work |  |  |  | 124.4408
Wall Cladding Chipping
1 | 4.8 |  | 1.16 | 5.568
1 | 6 |  | 1.7 | 10.2
1 | 1.5 |  | 0.2 | 0.3
1 | 3.21 |  | 1.15 | 3.6915
1 | 0.5 |  | 1.2 | 0.6
1 | 0.14 |  | 1.2 | 0.168
1 | 6.17 |  | 1.198 | 7.3917
1 | 4.4 |  | 1.3 | 5.72
1 | 3.3 |  | 2.24 | 7.392
1 | 4.5 |  | 2.35 | 10.575
1 | 2.1 |  | 0.6 | 1.26
1 | 4.3 |  | 1.2 | 5.16
1 | 11.9 |  | 1.35 | 16.065
2 | 3.2 |  | 2.3 | 14.72
1 | 10.05 |  | 1.25 | 12.5625
1 | 3 |  | 2.64 | 7.92
1 | 6.54 |  | 1.2 | 7.848
1 | 8.35 |  | 1.2 | 10.02
1 | 10.9 |  | 2 | 21.8
1 | 11.8 |  | 2 | 23.6
1 | 1.8 |  | 2 | 3.6
1 | 1.2 |  | 2 | 2.4
1 | 10.15 |  | 2.1 | 21.315
1 | 1.8 |  | 0.9 | 1.62
1 | 0.4 |  | 0.9 | 0.36
1 | 1.25 |  | 1.05 | 1.3125
1 | 1.16 |  | 2.1 | 2.436
1 | 2.7 |  | 1.6 | 4.32
1 | 3.86 |  | 2.1 | 8.106
1 | 1.82 |  | 2 | 3.64
1 | 0.85 |  | 0.95 | 0.8075
1 | 0.68 |  | 0.8 | 0.544
1 | 0.79 |  | 2 | 1.58
1 | 0.9 |  | 1.9 | 1.71
1 | 2 |  | 0.3 | 0.6
1 | 2 |  | 0.81 | 1.62
1 | 0.95 |  | 0.96 | 0.912
1 | 0.3 |  | 2 | 0.6
1 | 0.42 |  | 2 | 0.84
1 | 10.82 |  | 2 | 21.64
1 | 0.45 |  | 2 | 0.9
4 | 0.8 |  | 1.63 | 5.216
1 | 0.8 |  | 1.2 | 0.96
1 | 0.75 |  | 0.9 | 0.675
2 | 0.26 |  | 1.2 | 0.624
1 | 3.5 |  | 1.5 | 5.25
1 | 1.25 |  | 1.24 | 1.55
2 | 0.52 |  | 1.2 | 1.248
1 | 6.1 |  | 0.75 | 4.575
1 | 5.76 |  | 0.8 | 4.608
2 | 0.88 |  | 0.85 | 1.496
1 | 13.1 |  | 2 | 26.2
1 | 3.93 |  | 2 | 7.86
1 | 11.2 |  | 1.2 | 13.44
1 | 0.65 |  | 1.1 | 0.715
1 | 36 |  | 1.2 | 43.2
1 | 4.2 |  | 1.2 | 5.04
1 | 3.3 |  | 2 | 6.6
1 | 8.2 |  | 1.2 | 9.84
2 | 0.35 |  | 0.6 | 0.42
2 | 0.55 |  | 2.1 | 2.31
Total Wall Cladding Chipping |  |  |  | 395.2517
Flooring Chepping
1 | 1.8 | 0.3 | 0.075 | 0.0405
1 | 5.7 | 0.075 | 0.075 | 0.032063
1 | 0.6 | 1.95 | 0.075 | 0.08775
1 | 0.86 | 0.7 | 0.025 | 0.01505
1 | 3 | 0.25 | 0.05 | 0.0375
1 | 4.5 | 0.25 | 0.05 | 0.05625
1 | 2.95 | 0.56 | 0.075 | 0.1239
1 | 0.3 | 1.8 | 0.075 | 0.0405
1 | 2.14 | 0.45 | 0.075 | 0.072225
1 | 1.8 | 0.3 | 0.075 | 0.0405
3 | 2.2 | 0.55 | 0.075 | 0.09075
3 | 3.47 | 0.17 | 0.075 | 0.044243
1 | 5.6 | 7.1 | 0.2 | 7.952
1 | 5.6 | 7.1 | 0.2 | 7.952
1 | 5.75 | 7.1 | 0.2 | 8.165
1 | 5.8 | 6.95 | 0.2 | 8.062
1 | 5.75 | 7.05 | 0.2 | 8.1075
1 | 5.8 | 7 | 0.2 | 8.12
1 | 2.7 | 1.77 | 0.15 | 0.71685
1 | 5.7 | 0.5 | 0.1 | 0.285
1 | 5.8 | 1.621 | 0.15 | 1.4103
1 | 5.6 | 0.8 | 0.15 | 0.672
1 | 4.8 | 3.33 | 0.15 | 2.3976
Total Floor Chipping |  |  |  | 54.5214
CC Flooring
1 | 5.7 | 0.5 | 0.1 | 0.285
1 | 5.6 | 0.8 | 0.15 | 0.672
1 | 3.98 | 0.23 | 0.15 | 0.13731
2 | 5.7 | 0.1 | 0.15 | 0.171
1 | 2.55 | 0.23 | 0.15 | 0.087975
1 | 5.47 | 0.1 | 0.15 | 0.08205
1 | 5.8 | 0.1 | 0.15 | 0.087
1 | 2.5 | 0.1 | 0.15 | 0.0375
1 | 3.4 | 0.1 | 0.15 | 0.051
1 | 1.95 | 0.1 | 0.15 | 0.02925
1 | 2.7 | 0.1 | 0.15 | 0.0405
1 | 2.5 | 0.1 | 0.15 | 0.0375
1 | 5.7 | 0.1 | 0.15 | 0.0855
1 | 2.7 | 0.23 | 0.15 | 0.09315
1 | 2.7 | 0.23 | 0.15 | 0.09315
1 | 5.65 | 0.1 | 0.15 | 0.08475 | [7 empty] | 9" | 30
2 | 2.5 | 0.1 | 0.15 | 0.075 | [7 empty] | 4" | 22
1 | 2.25 | 0.1 | 0.15 | 0.03375 | [7 empty] | 1.8 | 9
1 | 5.65 | 0.1 | 0.15 | 0.08475 | [7 empty] | 1.5 | 7
2 | 2.5 | 0.1 | 0.15 | 0.075 | [7 empty] | 1.2 | 6
1 | 1.25 | 0.23 | 0.15 | 0.043125 | [7 empty] | 1 | 11
1 | 5.21 | 0.23 | 0.15 | 0.17975 | [7 empty] | 0.75 | 2
1 | 1.3 | 0.1 | 0.15 | 0.0195 | [7 empty] | 0.8 | 12
1 | 1.3 | 0.1 | 0.15 | 0.0195
1 | 1.75 | 0.23 | 0.15 | 0.060375
1 | 2.6 | 0.23 | 0.15 | 0.0897
1 | 2.8 | 0.23 | 0.15 | 0.0966
1 | 5.25 | 0.23 | 0.15 | 0.18113
1 | 2.4 | 0.23 | 0.15 | 0.0828
1 | 3.7 | 0.23 | 0.15 | 0.12765
1 | 3.36 | 0.1 | 0.15 | 0.0504
1 | 2.7 | 1.5 | 0.15 | 0.6075
1 | 1.65 | 0.23 | 0.15 | 0.056925
1 | 2.2 | 0.23 | 0.15 | 0.0759
1 | 3.33 | 0.23 | 0.15 | 0.11489
2 | 4.25 | 0.23 | 0.15 | 0.29325
1 | 5.13 | 0.1 | 0.15 | 0.07695
1 | 7 | 0.1 | 0.15 | 0.105
Total CC Flooring |  |  |  | 4.6241
Plastring
1 | 4.8 |  | 1.16 | 5.568
1 | 6 |  | 1.7 | 10.2
2 | 2.5 |  | 1.8 | 9
1 | 3.98 |  | 5.2 | 20.696
1 | 1.5 |  | 0.2 | 0.3
2 | 1.08 |  | 1.8 | 3.888
2 | 0.35 |  | 2.6 | 1.82
2 | 1.8 |  | 0.46 | 1.656
2 | 2.1 |  | 2.6 | 10.92
1 | 6 | 0.23 |  | 1.38
4 | 0.6 |  | 2.1 | 5.04
2 | 2.7 |  | 0.23 | 1.242
4 | 0.6 |  | 2.1 | 5.04
2 | 2.7 |  | 0.23 | 1.242
1 | 3.21 |  | 1.15 | 3.6915
1 | 1.2 |  | 0.14 | 0.168
1 | 1.2 |  | 0.5 | 0.6
2 | 1.9 |  | 2.6 | 9.88
2 | 0.42 |  | 1.8 | 1.512
2 | 0.5 |  | 2.6 | 2.6
1 | 6 |  | 0.23 | 1.38
1 | 6.17 |  | 1.2 | 7.404
2 | 1.4 |  | 1.4 | 3.92
2 | 1.5 |  | 2.6 | 7.8
1 | 0.4 |  | 0.4 | 0.16
2 | 2.1 |  | 0.55 | 2.31
2 | 0.55 |  | 2.1 | 2.31
2 | 1 |  | 2.6 | 5.2
2 | 0.45 |  | 1.8 | 1.62
2 | 1 |  | 1.8 | 3.6
1 | 11.74 | 0.1 |  | 1.174
2 | 1 |  | 2.55 | 5.1
2 | 1 |  | 1.8 | 3.6
2 | 1.25 |  | 2.55 | 6.375
2 | 1.35 |  | 1.8 | 4.86
2 | 1.35 |  | 1.8 | 4.86
4 | 1.5 |  | 1.8 | 10.8
2 | 0.95 |  | 0.65 | 1.235
2 | 1.35 |  | 1.8 | 4.86
2 | 1 |  | 1.8 | 3.6
1 | 4.4 |  | 1.3 | 5.72
2 | 1.47 |  | 2.6 | 7.644
1 | 2.62 | 0.23 |  | 0.6026
2 | 0.35 |  | 2.62 | 1.834
2 | 0.4 |  | 2.62 | 2.096
2 | 0.46 |  | 1.8 | 1.656
1 | 6 |  | 0.23 | 1.38
1 | 11.6 | 0.15 |  | 1.74
1 | 5.8 | 0.15 |  | 0.87
1 | 3.3 |  | 2.24 | 7.392
2 | 0.4 |  | 0.95 | 0.76
2 | 0.45 |  | 0.95 | 0.855
1 | 3.4 | 0.15 |  | 0.51
1 | 4.5 |  | 2.35 | 10.575
8 | 0.9 | 0.6 |  | 4.32
1 | 2.7 | 0.15 |  | 0.405
2 | 0.55 |  | 1.95 | 2.145
2 | 0.45 |  | 2.1 | 1.89
1 | 3.4 | 0.15 |  | 0.51
1 | 11.9 | 0.15 |  | 1.785
1 | 2.12 |  | 0.6 | 1.272
2 | 1.25 |  | 2.6 | 6.5
2 | 1.4 |  | 1.8 | 5.04
-2 | 0.6 |  | 0.6 | -0.72
2 | 0.46 |  | 1.06 | 0.9752
2 | 1.4 |  | 2.7 | 7.56
2 | 1.2 |  | 1.8 | 4.32
1 | 2.6 | 0.23 |  | 0.598
2 | 0.62 |  | 2.6 | 3.224
2 | 0.65 |  | 2.6 | 3.38
2 | 0.44 |  | 1.8 | 1.584
1 | 6 | 0.23 |  | 1.38
1 | 4.3 |  | 1.2 | 5.16
1 | 11.9 |  | 1.35 | 16.065
2 | 1.2 |  | 2.56 | 6.144
2 | 1.35 |  | 1.8 | 4.86
8 | 0.6 |  | 2.1 | 10.08
2 | 2.7 | 0.23 |  | 1.242
1 | 2.6 | 0.23 |  | 0.598
2 | 0.47 |  | 2.6 | 2.444
2 | 0.5 |  | 2.6 | 2.6
2 | 0.45 |  | 1.8 | 1.62
1 | 6 | 0.23 |  | 1.38
2 | 1.35 |  | 3.59 | 9.693
1 | 11.85 | 0.15 |  | 1.7775
2 | 3.4 | 0.15 |  | 1.02
2 | 3.2 |  | 2.3 | 14.72
2 | 0.96 |  | 0.37 | 0.7104
2 | 1.45 |  | 1 | 2.9
1 | 2.6 | 0.15 |  | 0.39
2 | 0.4 |  | 2.25 | 1.8
2 | 1 |  | 2.6 | 5.2
2 | 1.35 |  | 1.8 | 4.86
-2 | 0.6 |  | 0.6 | -0.72
1 | 11.85 | 0.15 |  | 1.7775
2 | 3.4 | 0.15 |  | 1.02
1 | 3.2 |  | 2.3 | 7.36
2 | 1 |  | 0.4 | 0.8
1 | 2.6 | 0.23 |  | 0.598
2 | 0.67 |  | 1.25 | 1.675
2 | 0.46 |  | 1.8 | 1.656
2 | 0.64 |  | 1.25 | 1.6
1 | 6 | 0.23 |  | 1.38
2 | 3.6 |  | 3.1 | 22.32
1 | 11.41 | 0.23 |  | 2.6243
1 | 10.05 |  | 1.25 | 12.5625
2 | 1 |  | 1.8 | 3.6
2 | 1 |  | 0.6 | 1.2
1 | 3 |  | 2.64 | 7.92
2 | 2.6 | 0.15 |  | 0.78
2 | 5.65 |  | 3.1 | 35.03
-2 | 1.5 |  | 2.1 | -6.3
6 | 1 |  | 1.8 | 10.8
4 | 1 |  | 0.35 | 1.4
2 | 1.2 |  | 2.6 | 6.24
2 | 2.35 |  | 2.6 | 12.22
1 | 6 | 0.23 |  | 1.38
-2 | 1.5 |  | 2.1 | -6.3
2 | 0.48 |  | 2.6 | 2.496
2 | 0.47 |  | 2.6 | 2.444
2 | 1.8 |  | 0.47 | 1.692
1 | 6 | 0.23 |  | 1.38
2 | 2.7 | 0.23 |  | 1.242
2 | 0.37 |  | 2.6 | 1.924
2 | 0.45 |  | 1.2 | 1.08
1 | 16.15 |  | 2 | 32.3
2 | 3.35 |  | 3.4 | 22.78
-2 | 0.75 |  | 2.1 | -3.15
4 | 1.6 |  | 0.65 | 4.16
4 | 1.35 |  | 1.8 | 9.72
1 | 2.6 | 0.23 |  | 0.598
2 | 0.7 |  | 2.6 | 3.64
2 | 0.7 |  | 2.6 | 3.64
2 | 1.2 |  | 0.45 | 1.08
1 | 5.4 | 0.23 |  | 1.242
1 | 10.9 |  | 2 | 21.8
4 | 1.3 |  | 1.8 | 9.36
2 | 3.55 |  | 3.4 | 24.14
-2 | 0.75 |  | 2.1 | -3.15
2 | 3.33 |  | 3.1 | 20.646
2 | 1.2 |  | 1 | 2.4
2 | 5.75 |  | 3.1 | 35.65
2 | 1.4 |  | 2.5 | 7
1 | 11.8 |  | 2 | 23.6
6 | 1 |  | 1.8 | 10.8
2 | 0.4 |  | 0.97 | 0.776
2 | 3.23 |  | 3.1 | 20.026
1 | 2.6 | 0.23 |  | 0.598
2 | 0.4 |  | 2.6 | 2.08
2 | 0.3 |  | 2.6 | 1.56
2 | 1.8 |  | 0.43 | 1.548
1 | 6 | 0.23 |  | 1.38
1 | 1.8 |  | 2 | 3.6
1 | 10.2 |  | 2 | 20.4
2 | 5.75 |  | 2.92 | 33.58
2 | 2.15 |  | 2.96 | 12.728
2 | 2.25 |  | 1.28 | 5.76
1 | 11.45 | 0.23 |  | 2.6335
2 | 5.25 |  | 3.1 | 32.55
-1 | 1.8 |  | 2.1 | -3.78
1 | 10.15 |  | 2.1 | 21.315
1 | 1.8 |  | 0.9 | 1.62
1 | 0.4 |  | 0.9 | 0.36
1 | 1.25 |  | 1.05 | 1.3125
1 | 1.16 |  | 2.1 | 2.436
2 | 0.41 |  | 0.97 | 0.7954
2 | 1.8 |  | 1 | 3.6
1 | 2.6 | 0.23 |  | 0.598
2 | 0.28 |  | 2.6 | 1.456
2 | 0.28 |  | 2.6 | 1.456
2 | 1.8 |  | 0.5 | 1.8
1 | 6 | 0.23 |  | 1.38
1 | 0.8 | 0.5 |  | 0.4
4 | 0.95 |  | 0.7 | 2.66
4 | 0.87 |  | 2.1 | 7.308
2 | 2.97 | 0.23 |  | 1.3662
1 | 2.6 | 0.23 |  | 0.598
2 | 2.7 |  | 2.6 | 14.04
1 | 3.4 | 0.15 |  | 0.51
1 | 3.4 | 0.15 |  | 0.51
4 | 0.65 | 0.65 |  | 1.69
1 | 2.7 |  | 1.6 | 4.32
2 | 4.55 |  | 3.4 | 30.94
2 | 0.8 |  | 0.9 | 1.44
1 | 2.6 | 0.23 |  | 0.598
2 | 0.32 |  | 2.6 | 1.664
2 | 1.2 |  | 0.45 | 1.08
1 | 5.45 | 0.23 |  | 1.2535
1 | 3.86 |  | 2.1 | 8.106
1 | 1.82 |  | 2 | 3.64
2 | 0.78 |  | 3.4 | 5.304
2 | 0.94 |  | 3.4 | 6.392
4 | 1.1 |  | 1.3 | 5.72
1 | 5.3 | 0.15 |  | 0.795
2 | 2.8 |  | 3.4 | 19.04
2 | 2.24 |  | 3.4 | 15.232
4 | 1.8 |  | 0.95 | 6.84
2 | 5.74 |  | 3.4 | 39.032
1 | 0.85 |  | 0.95 | 0.8075
1 | 0.68 |  | 2 | 1.36
2 | 2.9 |  | 2.6 | 15.08
-4 | 1 |  | 2.1 | -8.4
1 | 0.79 |  | 2 | 1.58
2 | 1.5 |  | 0.95 | 2.85
1 | 0.9 |  | 1.9 | 1.71
1 | 2 |  | 0.3 | 0.6
2 | 3.1 |  | 3.1 | 19.22
-2 | 0.8 |  | 2.1 | -3.36
2 | 5.7 |  | 3.4 | 38.76
2 | 2.2 |  | 2.6 | 11.44
2 | 1.35 |  | 0.4 | 1.08
1 | 5.55 | 0.23 |  | 1.2765
-2 | 1.35 |  | 2.1 | -5.67
1 | 0.8 |  | 2 | 1.6
1 | 0.95 |  | 0.96 | 0.912
1 | 0.3 |  | 2 | 0.6
1 | 0.42 |  | 2 | 0.84
2 | 5.7 |  | 3.1 | 35.34
2 | 1.4 |  | 3.1 | 8.68
-2 | 1 |  | 2.1 | -4.2
1 | 10.82 |  | 2 | 21.64
1 | 0.45 |  | 2 | 0.9
2 | 3.3 |  | 3.5 | 23.1
1 | 5 | 0.15 |  | 0.75
-2 | 0.8 |  | 2.1 | -3.36
1 | 3.1 | 0.23 |  | 0.713
2 | 1.5 |  | 2.35 | 7.05
1 | 5.4 | 0.23 |  | 1.242
-2 | 1.2 |  | 2.1 | -5.04
2 | 5.8 |  | 2.35 | 27.26
2 | 1.5 |  | 2.35 | 7.05
1 | 5 | 0.15 |  | 0
-2 | 0.8 |  | 2.1 | -3.36
2 | 1.4 |  | 2.6 | 7.28
2 | 5.7 |  | 3.1 | 35.34
1 | 2.6 | 0.23 |  | 0.598
2 | 2.8 |  | 2.6 | 14.56
1 | 6 | 0.23 |  | 1.38
-2 | 1.8 |  | 2.1 | -7.56
4 | 1 |  | 1.8 | 7.2
2 | 5.7 |  | 3.5 | 39.9
8 | 0.6 |  | 2.1 | 10.08
4 | 2.7 | 0.23 |  | 2.484
4 | 3.33 |  | 3.1 | 41.292
2 | 5.7 | 0.23 |  | 2.622
-2 | 1.5 |  | 2.1 | -6.3
10 | 1 |  | 1.8 | 18
2 | 10.45 | 0.23 |  | 4.807
1 | 0.8 |  | 1.63 | 1.304
1 | 1.02 |  | 0.8 | 0.816
1 | 0.75 |  | 0.9 | 0.675
2 | 0.26 |  | 1.2 | 0.624
1 | 3.5 |  | 1.5 | 5.25
1 | 1.25 |  | 1.24 | 1.55
2 | 0.52 |  | 1.2 | 1.248
1 | 6 |  | 0.75 | 4.5
2 | 1.5 |  | 3.1 | 9.3
2 | 5.75 |  | 3.4 | 39.1
2 | 3 |  | 2.6 | 15.6
2 | 5.4 | 0.23 |  | 2.484
-2 | 1.2 |  | 2.1 | -5.04
6 | 1 |  | 1.8 | 10.8
1 | 5.76 |  | 0.8 | 4.608
2 | 0.88 |  | 0.85 | 1.496
2 | 1.63 |  | 3.1 | 10.106
1 | 5.4 | 0.23 |  | 1.242
-2 | 1.2 |  | 2.1 | -5.04
1 | 13.12 |  | 2 | 26.24
2 | 4.8 |  | 2.54 | 24.384
4 | 1.66 |  | 2.54 | 16.8656
3 | 5 | 0.15 |  | 2.25
-3 | 0.8 |  | 2.1 | -5.04
8 | 0.6 |  | 2.1 | 10.08
4 | 2.7 | 0.23 |  | 2.484
2 | 1.4 |  | 2.6 | 7.28
2 | 1.3 |  | 1.8 | 4.68
2 | 3.97 |  | 2.6 | 20.644
1 | 5.7 | 0.23 |  | 1.311
1 | 4.95 | 0.23 |  | 1.1385
-1 | 1.5 |  | 2.1 | -3.15
-1 | 0.75 |  | 2.1 | -1.575
2 | 5.75 |  | 3.4 | 39.1
1 | 4.95 | 0.15 |  | 0.7425
-1 | 0.75 |  | 2.1 | -1.575
1 | 11.33 | 0.15 |  | 1.6995
1 | 13.2 | 0.15 |  | 1.98
1 | 3.93 |  | 2 | 7.86
1 | 1.16 |  | 2 | 2.32
2 | 4.95 |  | 3.5 | 34.65
1 | 4.95 | 0.15 |  | 0.7425
-1 | 0.75 |  | 2.1 | -1.575
8 | 0.6 |  | 2.1 | 10.08
4 | 2.7 | 0.23 |  | 2.484
2 | 0.43 |  | 1.2 | 1.032
1 | 11.2 |  | 1.2 | 13.44
1 | 0.65 |  | 1.1 | 0.715
1 | 4.6 |  | 3.4 | 15.64
2 | 1.8 |  | 2.6 | 9.36
1 | 6 | 0.23 |  | 1.38
-1 | 1.8 |  | 2.1 | -3.78
2 | 1 |  | 2.6 | 5.2 | [5 empty] | 1.8 | 9
2 | 1 |  | 1.8 | 3.6 | [5 empty] | 1.5 | 7
1 | 36 |  | 1.2 | 43.2 | [5 empty] | 1.2 | 6
2 | 1.2 |  | 3.2 | 7.68 | [5 empty] | 1 | 11
1 | 4.95 | 0.15 |  | 0.7425 | [5 empty] | 0.75 | 2
-1 | 0.75 |  | 2.1 | -1.575 | [5 empty] | 0.8 | 12
1 | 4.2 |  | 1.2 | 5.04
1 | 3.3 |  | 2 | 6.6
2 | 3.4 |  | 3.4 | 23.12
1 | 5.2 | 0.15 |  | 0.78
-1 | 1 |  | 2.1 | -2.1
Total Plaastring |  |  |  | 1889.3947
Lintels
9 | 2 | 0.23 | 0.15 | 0.621
7 | 1.7 | 0.23 | 0.15 | 0.41055
6 | 1.4 | 0.23 | 0.15 | 0.2898
11 | 1.2 | 0.23 | 0.15 | 0.4554
14 | 1 | 0.15 | 0.15 | 0.315
Total Vrcc Lintels |  |  |  | 2.0918
Quantites
[5 empty] | S.No | MOU | Iteam | Quantity
[5 empty] | 1 | Cum | Brick Work | 124.441
[5 empty] | 2 | Sqm | Plastring | 1889.39
[5 empty] | 3 | Cum | CC Flooring | 4.32
[5 empty] | 4 | Cum | Vrcc Lintels | 2.09
[5 empty] | 5 | Cum | Brick Demolition | 88.4
[5 empty] | 6 | Sqm | Wall Cladding Chipping | 395.52
[5 empty] | 7 | Cum | CC Flooring Chipping | 54.52
Materials
[5 empty] | 1 | Bricks |  | 14310.715 | No
[5 empty] | 2 | Chemical Bags |  | 238.5 | No
[5 empty] | 3 | Cement For Plastring |  | 226.7268 | No
[5 empty] | 4 | Cement For Vrcc Lintels |  | 16.72 | No
[5 empty] | 5 | Cement For CC Flooring |  | 21.6 | No
[5 empty] | 6 | Sand For Plastring |  | 1889.39 | 36.8431 | Mt
[5 empty] | 7 | Sand For Vrcc Lintels |  | 2.09 | 1.5675 | Mt
[5 empty] | 8 | Sand For CC Flooring |  | 4.32 | 0.08424 | Mt

## SOTC 8th Floor
DETAILED MEASUREMENTS
| Name of the work: Design,Fabrication,Installation and Commissioning on Turnkeybasis the work of "Establishment of State Organ Transplant Centre" in the 8th Floor,SW-Block of Gandhi Hospital,Secunderanad | [8 empty] | Agency: M/s. Asta Sudha Consortium | [5 empty] | Agt.No:3a/TSMIDC/Spl.Proj/2022-23,dt:05:08:2022
Date Of Measurement | Discription Of Work etc., | Measurements Up to date | [5 empty] | Rate |  |  | Per | Total Volume |  | Deduct/previous Measurements |  | Since last measurement |  |  | Remarks
|  | No |  | L | B | D | Content | Units | Rs | Ps. |  | Rs. | Ps | P.No. | Qty. | Qty | Value
[17 empty] | Rs. | Ps.
Dismantling,Clearing away and carefully stacking useful materials for re-use and disposal of unserviceable materials with 100m lead as directed by Executive Engineer duly taking actual premeasurements before dismantling including all labour charges etc., complete Brick Masonary
| Integration Pannel Control Room 4" wall | 1 | 1 | 4.48 | 0.15 | 3 | 2.016
|  | 1 | 1 | 5.76 | 0.15 | 3.4 | 2.9376
| Post ICU Room 4" Wall Partition Wall | 1 | 3 | 5.7 | 0.15 | 3.02 | 7.7463
| OT-3 9" Wall Demolition | 1 | 1 | 2.55 | 0.23 | 2.62 | 1.5366
| OT-3 4" PartitionWall Demolition | 1 | 1 | 5.47 | 0.15 | 3.1 | 2.5435
| OT-3 4" Toilet Wall Demolition | 1 | 1 | 2.4 | 0.15 | 3.4 | 1.224
| 9" Wall Demolition OT-3 | 1 | 1 | 0.4 | 0.23 | 0.9 | 0.0828
| 9" Wall Demolition OT-3 | 1 | 1 | 0.45 | 0.23 | 0.95 | 0.098325
| OT-3 Toilet Walls Demolition | 1 | 1 | 2.5 | 0.15 | 3.4 | 1.275
| 4" Wall Demolition Wall | 1 | 1 | 1.95 | 0.15 | 2.7 | 0.78975
| OT-4 Room Toilet Walls | 1 | 1 | 2.5 | 0.15 | 3.4 | 1.275
| 4" Wall Partition Wall Demolition | 1 | 1 | 5.7 | 0.15 | 3.1 | 2.6505
| OT-4 9" Wall Demolition | 1 | 1 | 2.72 | 0.23 | 2.6 | 1.6266
| 9" Wall Demolition OT-1 | 1 | 1 | 2.7 | 0.23 | 2.6 | 1.6146
| 4" Wall Demolition Partion Wall | 1 | 1 | 5.65 | 0.15 | 3.1 | 2.6273
| 4" Wall Toilet Wall Demolition OT-1 | 1 | 2 | 2.5 | 0.15 | 3.4 | 2.55
| 4" Wall Partition Wall Demolition OT-1 to Ot-2 | 1 | 1 | 2.25 | 0.15 | 2.6 | 0.8775
| 4" Wall Partition Wall Demolition OT-2 | 1 | 1 | 5.65 | 0.15 | 3.1 | 2.6273
| 4" Wall Toilet Wall Demolition OT-2 | 1 | 2 | 2.5 | 0.15 | 3.4 | 2.55
| OT - 2 9" Wall Demolition | 1 | 1 | 1.25 | 0.23 | 2.6 | 0.7475
| Future Praposal Room 9" Wall Partition Wall Demolition | 1 | 1 | 5.21 | 0.23 | 3.1 | 3.7147
| 4" Wall Toilet Room Wall Demolition Future Praposal Room | 1 | 1 | 2.8 | 0.15 | 1.3 | 0.546
| 4" Wall Toilet Room Wall Demolition Future Praposal Room | 1 | 1 | 2.6 | 0.15 | 1.3 | 0.507
| 9" Wall Demolition For Door Future Praposal Room -6 | 1 | 1 | 2.35 | 0.23 | 2.6 | 1.4053
| Sergeons Room 9" Wall Demolition | 1 | 1 | 1.75 | 0.23 | 2.6 | 1.0465
| Anesthsia Room 9" Wall Demolition | 1 | 1 | 2.6 | 0.23 | 2.6 | 1.5548
| TIR Room-1 9" Wall Demolition | 1 | 1 | 2.8 | 0.23 | 2.6 | 1.6744
| TIR Room-2 9" Wall Demolition | 1 | 1 | 5.25 | 0.23 | 3.1 | 3.7433
| TIR Room -3 9" Wall Demolition | 1 | 1 | 2.4 | 0.23 | 2.6 | 1.4352
| Doctors Room 9" Wall Demolition | 1 | 1 | 3.78 | 0.23 | 2.6 | 2.2604
| 4" Wall Partition Wall Demolition | 1 | 1 | 3.36 | 0.15 | 3.4 | 1.7136
| 4" Wall Partition Wall Demolition | 1 | 1 | 2.7 | 0.15 | 3.4 | 1.377
| 4" Wall Partition Wall Demolition | 1 | 1 | 1.5 | 0.15 | 3.4 | 0.765
| Dress Changing Room 9" Wall Demolition | 1 | 1 | 1.65 | 0.23 | 2.6 | 0.9867
| Changing And Duty NursesRoom 9" Wall Demolition For Door | 1 | 1 | 2.9 | 0.23 | 2.6 | 1.7342
| Counseling Room 9" Wall Demolition For Door | 1 | 1 | 2.2 | 0.23 | 2.6 | 1.3156
| HOD Room 9" Wall Demolition | 1 | 1 | 1.4 | 0.23 | 3.1 | 0.9982
| 9" Wall Demolition At Toilets Entry | 1 | 1 | 2.84 | 0.23 | 3.1 | 2.0249
| Toilet Room 9" Wall Demolition for Door | 1 | 1 | 1.564 | 0.23 | 2.35 | 0.84534
| 9" Wall Demolition | 1 | 1 | 1.4 | 0.23 | 2.6 | 0.8372
| Extra Room 9" Wall Demolition | 1 | 1 | 2.8 | 0.23 | 2.6 | 1.6744
| Transplant Room ICU 9" Wall Demolition | 1 | 1 | 3.33 | 0.23 | 3.1 | 2.3743
| 9" Wall Partition Wall Demolition | 1 | 2 | 5.25 | 0.23 | 3.3 | 7.9695
| Door Deduction | 1 | -2 | 1.5 | 0.23 | 2.1 | -1.449
| 9" Wall Demolition For Toilet ICU Room For Door | 1 | 1 | 3 | 0.23 | 2.6 | 1.794
| 9" Wall Demolition For CSSD And Dirty Utility Room | 1 | 1 | 3.97 | 0.23 | 2.6 | 2.3741
| 4" Wall Demolition CSSD Room | 1 | 1 | 5.13 | 0.15 | 3.1 | 2.3854
| 4" Wall Demolition CSSD Room | 1 | 1 | 7 | 0.15 | 3.1 | 3.255
| CARE LAB 4" Wall Demolition | 1 | 1 | 1.25 | 0.15 | 3.85 | 0.72188
| CARE LAB 4" Wall Demolition | 1 | 2 | 1.5 | 0.15 | 2.25 | 1.0125
| POINT OF CARE LAB 9" Wall Demolition | 1 | 2 | 1.8 | 0.23 | 2.6 | 2.1528
| 4" Wall Partition Wall Demolition | 1 | 1 | 5.7 | 0.15 | 3.1 | 2.6505
| WASH AREA 4" Wall Demolition | 1 | 1 | 1.2 | 0.15 | 3.2 | 0.576
| STERAIL STORE ROOM 9" Wall Demolition | 1 | 1 | 0.7 | 0.23 | 2.6 | 0.4186
| Door Opening For UPS Room | 1 | 1 | 1.7 | 0.23 | 2.7 | 1.0557
[7 empty] | 98.8472 | Cum
Brick masonary In CM (1:6) prop as per Technical Specifications
| Integration Pannel Control Room Window Replacing Brick Work | 1 | 1 | 1.8 | 0.23 | 2.5 | 1.035
| Integration Pannel Control Room Window Replacing Brick Work | 1 | 1 | 1.08 | 0.23 | 1.8 | 0.44712
| Integration Pannel Control Room For Door | 1 | 1 | 0.35 | 0.23 | 2.6 | 0.2093
|  | 1 | 1 | 0.46 | 0.23 | 1.8 | 0.19044
|  | 1 | 1 | 2.1 | 0.23 | 2.6 | 1.2558
| Caridar Conrol Walls | 1 | 2 | 0.6 | 0.23 | 2.1 | 0.5796
| Integration Pannel Control Room For Door | 1 | 1 | 1.9 | 0.23 | 2.6 | 1.1362
|  | 1 | 1 | 0.42 | 0.23 | 1.8 | 0.17388
|  | 1 | 1 | 0.5 | 0.23 | 2.6 | 0.299
| Window replacing Brick Work Caridor Area | 1 | 1 | 1.4 | 0.23 | 1.37 | 0.44114
| Post ICU Room Door replacing brick | 1 | 1 | 2.53 | 0.23 | 1.5 | 0.87285
| plug Box | 1 | 1 | 0.4 | 0.23 | 0.4 | 0.0368
|  | 1 | 2 | 2.1 | 0.23 | 0.55 | 0.5313
| Post ICU Room Door Area brick | 1 | 1 | 0.95 | 0.23 | 2.6 | 0.5681
|  | 1 | 1 | 0.45 | 0.23 | 1.8 | 0.1863
| Post ICU Room Window replacing brick | 1 | 1 | 0.95 | 0.23 | 1.75 | 0.38238
| Post ICU Door Replacing Brick | 1 | 1 | 1 | 0.23 | 2.55 | 0.5865
| Window replacing Brick Work | 1 | 2 | 0.95 | 0.23 | 1.8 | 0.7866
| Door Replacing Brick Work | 1 | 1 | 1.25 | 0.23 | 2.55 | 0.73313
| Post ICU Caridor Front Window Replace Brick | 1 | 1 | 1.35 | 0.23 | 1.85 | 0.57443
| Post ICU Caridor Front Window Replace Brick | 1 | 1 | 1.35 | 0.23 | 1.7 | 0.52785
| Window Replace brick Work In Front Post ICU | 1 | 1 | 1.5 | 0.23 | 1.85 | 0.63825
| Post ICU Ventilators Repacing Brick | 1 | 1 | 0.95 | 0.23 | 0.65 | 0.14203
| Window Replacing Brick Work At Post ICU | 1 | 1 | 1.35 | 0.23 | 1.8 | 0.5589
| Window Replacing Brick Work At Post ICU | 1 | 1 | 1 | 0.23 | 1.85 | 0.4255
| OT-3 Kidney Transplant Room Door Replacing Brick Work | 1 | 1 | 1.47 | 0.23 | 2.62 | 0.88582
| OT-3 Kidney Transplant Room Door Brick Work | 1 | 1 | 0.35 | 0.23 | 2.62 | 0.21091
| OT-3 Kidney Transplant Room Door Brick Work | 1 | 1 | 0.4 | 0.23 | 2.62 | 0.24104
| OT-3 Kidney Transplant Room Door Brick Work | 1 | 1 | 0.46 | 0.23 | 1.8 | 0.19044
| Ventilatots Replacing Brick Work | 1 | 4 | 0.85 | 0.23 | 0.65 | 0.5083
| 4" Wall Brick Work | 1 | 1 | 0.55 | 0.15 | 1.95 | 0.16087
| 4" Wall Brick Work | 1 | 1 | 0.45 | 0.15 | 2.1 | 0.14175
| OT-4 Kidney transplant Room Door Replacing Brick | 1 | 1 | 1.25 | 0.23 | 2.6 | 0.7475
| OT- 4 Kidney transplant Room Window Replacing Brick | 1 | 1 | 1.4 | 0.23 | 1.75 | 0.5635
| OT-4 Kidney transplant Room Window Replacing Brick | 1 | 1 | 0.46 | 0.23 | 1.06 | 0.11215
| OT- 4 Kidney transplant Room Door Replacing Brick | 1 | 1 | 1.4 | 0.23 | 2.7 | 0.8694
| OT- 4 Kidney transplant Room Window Replacing Brick | 1 | 1 | 1.95 | 0.23 | 1.8 | 0.8073
| Brick Work For Door | 1 | 1 | 0.62 | 0.23 | 2.6 | 0.37076
| Brick Work For Door | 1 | 1 | 0.65 | 0.23 | 2.6 | 0.3887
| Brick Work For Door | 1 | 1 | 0.44 | 0.23 | 1.8 | 0.18216
| OT-1 Door Replacing Brick Work | 1 | 1 | 1.2 | 0.23 | 2.6 | 0.7176
| Window Replace Brick Work OT-1 | 1 | 1 | 1.35 | 0.23 | 1.8 | 0.5589
| Brick Work At Caridor @ OtT-1 | 1 | 2 | 0.6 | 0.23 | 2.1 | 0.5796
| 9" Brick Wall For Door | 1 | 1 | 0.47 | 0.23 | 2.6 | 0.28106
| 9" Brick Wall For Door | 1 | 1 | 0.5 | 0.23 | 2.6 | 0.299
| 9" Brick Wall For Door | 1 | 1 | 0.45 | 0.23 | 1.8 | 0.1863
| 9" Brick Wall For Door | 1 | 2 | 0.4 | 0.23 | 0.96 | 0.17664
| 4" Wall | 1 | 1 | 0.45 | 0.15 | 2.25 | 0.15187
| OT-2 Door Replacing Brick Work | 1 | 1 | 1 | 0.23 | 2.6 | 0.598
| Window Replacing Brick Work OT-2 | 1 | 1 | 1.35 | 0.23 | 1.8 | 0.5589
| Window Replacing Brick Work OT-2 | 1 | 2 | 0.4 | 0.23 | 0.96 | 0.17664
| Brick Work For Door OT-2 | 1 | 1 | 0.67 | 0.23 | 1.25 | 0.19263
| Brick Work For Door OT-2 | 1 | 1 | 0.46 | 0.23 | 1.8 | 0.19044
| Brick Work For Door OT-2 | 1 | 1 | 0.64 | 0.23 | 1.25 | 0.184
| Future praposal Room 9" Brick Wall | 1 | 1 | 3.6 | 0.23 | 3.1 | 2.5668
| Window Replace Brick Work Future Praposal Room | 1 | 1 | 0.97 | 0.23 | 1.8 | 0.40158
| Window Replace Brick Work Future Praposal Room | 1 | 1 | 0.55 | 0.23 | 0.97 | 0.12271
| 4" Wall Brick Work Future Praposal Room | 1 | 1 | 5.65 | 0.15 | 3.1 | 2.6273
| Door Deduction Foture praposal Room | 1 | -1 | 1.5 | 0.15 | 2.1 | -0.4725
| Future praposal Room -6 Window Replacing Brick Work | 1 | 3 | 0.97 | 0.23 | 1.8 | 1.2047
| Window Replacing Brick Work Future praposal Room -6 | 1 | 2 | 0.97 | 0.23 | 0.35 | 0.15617
| Door Replacing Brick Work Future praposal Room -6 | 1 | 1 | 1.2 | 0.23 | 2.6 | 0.7176
| Door Brick Wall For Future Praposal Room -6 | 1 | 1 | 0.48 | 0.23 | 2.6 | 0.28704
| Door Brick Wall For Future Praposal Room -6 | 1 | 1 | 0.47 | 0.23 | 2.6 | 0.28106
| Door Brick Wall For Future Praposal Room -6 | 1 | 1 | 0.43 | 0.23 | 2.6 | 0.25714
| Sergeons Room 9" Wall Brick Wall | 1 | 1 | 0.37 | 0.23 | 2.6 | 0.22126
| Sergeons Room 9" Wall Brick Wall | 1 | 1 | 0.45 | 0.23 | 1.2 | 0.1242
| Toilet Wall 4" Wall Brick Work | 1 | 1 | 3.35 | 0.15 | 3.54 | 1.7789
| Door Deduction | 1 | -1 | 0.75 | 0.15 | 2.1 | -0.23625
| Ventilator Replace Brick Work | 1 | 2 | 1.65 | 0.23 | 0.65 | 0.49335
| Window Replacing Brick Work | 1 | 1 | 1.35 | 0.23 | 2 | 0.621
| Anesthesia Room 4" Wall Brick Wall For Door | 1 | 1 | 0.7 | 0.23 | 2.6 | 0.4186
| 4" Wall Brick Wall Anesthesia Room For Door | 1 | 1 | 0.7 | 0.23 | 2.6 | 0.4186
| 4" Wall Brick Wall Anesthesia Room For Door | 1 | 1 | 1.2 | 0.23 | 0.45 | 0.1242
| Window Replacing Brick Work Anesthesia Room | 1 | 2 | 1.3 | 0.23 | 1.8 | 1.0764
| 4" Wall Toilet Wall | 1 | 1 | 3.55 | 0.15 | 3.4 | 1.8105
| Dorr Deduction | 1 | -1 | 0.75 | 0.15 | 2.1 | -0.23625
| 9" Wall Brick Wall Anesthesia Room | 1 | 1 | 3.33 | 0.23 | 3.1 | 2.3743
| Window Replacing Brick Work Anesthesia Room | 1 | 1 | 1.2 | 0.23 | 0.95 | 0.2622
| 4" Wall Partion Wall | 1 | 1 | 5.75 | 0.15 | 3.1 | 2.6737
| Door Replacing Brick Work | 1 | 1 | 1.4 | 0.23 | 2.5 | 0.805
| TIR Room-1 Window Replacing Brick Work | 1 | 3 | 0.975 | 0.23 | 1.89 | 1.2715
| TIR Room-1 Window Replacing Brick Work | 1 | 1 | 0.4 | 0.23 | 0.97 | 0.08924
| TIR Room-1 9" Wall Partition Wall | 1 | 1 | 3.23 | 0.23 | 3.1 | 2.303
| TIR Room-1 9" Wall For Door | 1 | 1 | 0.7 | 0.23 | 2.6 | 0.4186
| TIR Room-1 9" Wall For Door | 1 | 1 | 0.3 | 0.23 | 2.6 | 0.1794
| TIR Room-1 9" Wall For Door | 1 | 1 | 0.43 | 0.23 | 1.8 | 0.17802
| TIR Room -2 9" Wall partition Brick Wall | 1 | 1 | 5.75 | 0.23 | 2.92 | 3.8617
| TIR Room -2 9" Wall partition Brick Wall | 1 | 1 | 2.15 | 0.23 | 2.92 | 1.4439
| TIR Room-2 Window Replacing Brick Wall | 1 | 1 | 2.25 | 0.23 | 1.28 | 0.6624
| 4" Wall Brick Wall TIR Room-2 | 1 | 1 | 5.25 | 0.15 | 3.1 | 2.4412
| Door Deduction | 1 | -1 | 1.8 | 0.15 | 2.1 | -0.567
| Brick Work 9" Wall | 1 | 1 | 0.41 | 0.23 | 0.97 | 0.091471
| Window Replacing Brick Work | 1 | 1 | 1.8 | 0.23 | 1 | 0.414
| 9" Wall Brick Wall For Door TIR Room-3 | 1 | 1 | 0.28 | 0.23 | 2.6 | 0.16744
| 9" Wall Brick Wall For Door TIR Room-3 | 1 | 1 | 0.28 | 0.23 | 2.6 | 0.16744
| 9" Wall Brick Wall For Door TIR Room-3 | 1 | 1 | 0.5 | 0.23 | 0.18 | 0.0207
| Ventilator Replace Brick Work | 1 | 2 | 0.7 | 0.23 | 0.95 | 0.3059
| Caridor Control Door Wall | 1 | 2 | 0.87 | 0.23 | 2.1 | 0.84042
| Doctors Room 9" Brick Wall | 1 | 1 | 2.7 | 0.23 | 2.6 | 1.6146
| Ventilator Replace Brick Work | 1 | 2 | 0.65 | 0.23 | 0.65 | 0.19435
| 4" Brick Wall | 1 | 1 | 2.45 | 0.15 | 2.1 | 0.77175
| Window Replace Brick Wall | 1 | 1 | 0.8 | 0.23 | 0.9 | 0.1656
| Dress Changing Room 9" Brick Wall For Door | 1 | 1 | 0.32 | 0.23 | 2.9 | 0.21344
| Dress Changing Room 9" Brick Wall For Door | 1 | 1 | 0.45 | 0.23 | 1.25 | 0.12938
| 4" Wall Brick Wall For Door Change Room 1,2,3,4 | 1 | 2 | 0.78 | 0.15 | 3.4 | 0.7956
| 4" Wall Brick Wall For Door Change Room 1,2,3,4 | 1 | 2 | 0.97 | 0.15 | 3.4 | 0.9894
| 4" Wall Brick Wall For Door Change Room 1,2,3,4 | 1 | 4 | 1.1 | 0.15 | 1.3 | 0.858
| Partition Wall 4" Wall Change Room 1,2,3,4 | 1 | 2 | 2.8 | 0.15 | 3.4 | 2.856
| Partition Wall 4" Wall Change Room 1,2,3,4 | 1 | 2 | 2.24 | 0.15 | 3.4 | 2.2848
| Window Closing Brick Work | 1 | 2 | 1.8 | 0.23 | 0.95 | 0.7866
| Changing Room Partition Wall 4" | 1 | 1 | 5.74 | 0.15 | 3.5 | 3.0135
| 9" Wall Brick Work For Door At Duty Nurses | 1 | 1 | 2.9 | 0.23 | 2.6 | 1.7342
| Door Deduction | 1 | -2 | 1 | 0.23 | 2.1 | -0.966
| Window Closing Brick Work | 1 | 1 | 1.5 | 0.23 | 0.95 | 0.32775
| Toilet Wall 4" Wall Brick Work | 1 | 1 | 1.5 | 0.15 | 3.5 | 0.7875
| Toilet Wall 4" Wall Brick Work | 1 | 1 | 1.6 | 0.15 | 3.1 | 0.744
| Door Deduction | 1 | -1 | 0.8 | 0.15 | 2.1 | -0.252
| Nurses Room & Counciling Room Partion Wall | 1 | 1 | 5.7 | 0.15 | 3.5 | 2.9925
| Counciling Room 9" Wall Brick Wall | 1 | 1 | 2.2 | 0.23 | 2.6 | 1.3156
| Counciling Room 9" Wall Brick Wall | 1 | 1 | 0.4 | 0.23 | 1.35 | 0.1242
| Door Deduction | 1 | -1 | 1 | 0.23 | 2.1 | -0.483
| Counciling Room And HOD Room Partition Wall | 1 | 1 | 5.7 | 0.15 | 3.1 | 2.6505
| HOD Room 9" Wall Brick Wall For Door | 1 | 1 | 1.4 | 0.23 | 3.1 | 0.9982
| Door Deduction | 1 | -1 | 1 | 0.23 | 2.1 | -0.483
| Toilet Room 4" Wall | 1 | 1 | 3.3 | 0.15 | 3.5 | 1.7325
| Door Deduction | 1 | -1 | 0.8 | 0.15 | 2.1 | -0.252
| Toilet Room 9" Wall Brick Wall | 1 | 1 | 1.5 | 0.23 | 2.35 | 0.81075
| Door Deduction | 1 | -1 | 1.2 | 0.23 | 2.1 | -0.5796
| Toilet Wall 4" Wall Brick Work | 1 | 1 | 5.8 | 0.15 | 2.35 | 2.0445
| Toilet Wall 4" Wall Brick Work | 1 | 3 | 1.5 | 0.15 | 2.35 | 1.5862
| Door Deduction | 1 | -4 | 0.8 | 0.15 | 2.1 | -1.008
| 9" Brick Wall | 1 | 1 | 1.4 | 0.23 | 2.6 | 0.8372
| Toilet Room And Extra Room Partition Wall Brick Work | 1 | 1 | 5.7 | 0.23 | 3.1 | 4.0641
| Extra Room 9" Wall For Door | 1 | 1 | 2.8 | 0.23 | 2.6 | 1.6744
| Door Deduction | 1 | -1 | 1.8 | 0.23 | 2.1 | -0.8694
| Window Replacing Brick Work | 1 | 2 | 1 | 0.23 | 1.8 | 0.828
| Extra Room And ICU Transplant Room 4" Wall | 1 | 1 | 5.7 | 0.15 | 3.5 | 2.9925
| Caridor Control Door Wall | 1 | 2 | 0.6 | 0.23 | 2.1 | 0.5796
| Transparant Room ICU 9" Wall Brick Wall | 1 | 2 | 3.33 | 0.23 | 3.1 | 4.7486
| Door Deduction | 1 | -1 | 1.5 | 0.23 | 2.1 | -0.7245
| Window replacing Brick | 1 | 5 | 1 | 0.23 | 1.8 | 2.07
| 9" Brick Wall Toilet partition | 1 | 1 | 1.5 | 0.23 | 3 | 1.035
| Toilet And ICU Room Partition Wall 4" Wall | 1 | 1 | 5.75 | 0.15 | 3.5 | 3.0188
| 9" Wall Brick Wall Dor Door | 1 | 1 | 2.6 | 0.23 | 3 | 1.794
| Door Deduction | 1 | -1 | 1.15 | 0.23 | 2.1 | -0.55545
| Door Deduction | 1 | -1 | 1.2 | 0.23 | 2.1 | -0.5796
| Toilet Room Window Replacing Brick Work | 1 | 3 | 1 | 0.23 | 1.8 | 1.242
| Toilet Entry Brick Work | 1 | 1 | 1.63 | 0.23 | 3.1 | 1.1622
| Door Deduction | 1 | -1 | 1.2 | 0.23 | 2.1 | -0.5796
| Toilet Wall 4" Wall | 1 | 1 | 4.8 | 0.15 | 2.54 | 1.8288
| Toilet Wall 4" Wall | 1 | 2 | 1.66 | 0.15 | 2.54 | 1.2649
| Door Deduction | 1 | -3 | 0.8 | 0.15 | 2.1 | -0.756
| Access Cadidar Control Door Wall | 1 | 2 | 0.6 | 0.23 | 2.1 | 0.5796
| CSSD Room Door Replace Brick Work | 1 | 1 | 1.4 | 0.23 | 2.6 | 0.8372
| Window Replace Brick Work | 1 | 1 | 1.3 | 0.23 | 1.8 | 0.5382
| 9" Wall | 1 | 1 | 3.97 | 0.23 | 2.6 | 2.3741
| Door Deduction | 1 | -1 | 1.5 | 0.23 | 2.1 | -0.7245
| Door Deduction | 1 | -1 | 0.75 | 0.23 | 2.1 | -0.36225
| 4" Wall Partition Wall For CSSD And Utility Room | 1 | 1 | 5.75 | 0.15 | 3.5 | 3.0188
| Door Deduction | 1 | -1 | 0.75 | 0.15 | 2.1 | -0.23625
| 4" Wall Toilet Wall | 1 | 1 | 4.95 | 0.15 | 3.5 | 2.5988
| Door Deduction | 1 | -1 | 0.75 | 0.15 | 2.1 | -0.23625
| Access Cadidar Control Door Wall | 1 | 2 | 0.6 | 0.23 | 2.1 | 0.5796
| CARE LAB Brick Work | 1 | 1 | 0.43 | 0.23 | 2.1 | 0.20769
| 4" Wall Partition Wall Care Lab And Wash Area | 1 | 1 | 4.6 | 0.15 | 3.5 | 2.415
| POINT OF CARE LAB 9" Wall Brick | 1 | 1 | 1.8 | 0.23 | 2.69 | 1.1137
| Door Deduction | 1 | -1 | 1.8 | 0.23 | 2.1 | -0.8694
| Door Replacing Brick Work | 1 | 1 | 1 | 0.23 | 2.6 | 0.598
| Window Replacing Brick Work | 1 | 1 | 1 | 0.23 | 1.8 | 0.414
| WASH AREA 4" Brick Wall | 1 | 1 | 1.2 | 0.15 | 3.2 | 0.576
| Door Deduction | 1 | -1 | 0.75 | 0.15 | 2.1 | -0.23625
| STORE ROOM 4" Wall | 1 | 1 | 3.4 | 0.15 | 3.5 | 1.785
| Door Deduction | 1 | -1 | 1 | 0.15 | 2.1 | -0.315
|  | 1 | 1 | 2.35 | 0.23 | 2.6 | 1.4053
|  | 1 | -1 | 1.5 | 0.23 | 2.1 | -0.7245
| UPS Room And Electrical Room Partition Wall | 1 | 1 | 5 | 0.1 | 3 | 1.5
| Electrical Room And Toilet Passage Wall | 1 | 1 | 5 | 0.1 | 2.1 | 1.05
| Windows Clossing | 1 | 1 | 1.8 | 0.23 | 1.8 | 0.7452
|  | 1 | 2 | 1.5 | 0.23 | 1.8 | 1.242
| Post ICU Windows Closing | 1 | 4 | 0.9 | 0.23 | 1.8 | 1.4904
| Transplant ICU Room Windows Clossing | 1 | 4 | 0.9 | 0.23 | 1.8 | 1.4904
| Future ICU Room Windows Clossing | 1 | 2 | 0.9 | 0.23 | 1.8 | 0.7452
[7 empty] | 136.8922 | Cum
Dismantling,Clearing away and carefully stacking useful materials for re-use and disposal of unserviceable materials with 100m lead as directed by Executive Engineer duly taking actual premeasurements before dismantling including all labour charges etc., Wall Cladding Chipping
| Main Entry Room | 1 | 1 | 4.8 |  | 1.16 | 5.568
| Main Entry Room | 1 | 1 | 6 |  | 1.7 | 10.2
| Integration Room Pannel Control room Wall Cladding Chipping | 1 | 1 | 1.5 |  | 0.2 | 0.3
| Caridaor Wall Clading Chipping | 1 | 1 | 3.21 |  | 1.15 | 3.6915
| Caridaor Wall Clading Chipping | 1 | 1 | 0.5 |  | 1.2 | 0.6
| Caridaor Wall Clading Chipping | 1 | 1 | 0.14 |  | 1.2 | 0.168
| Caridaor Wall Clading Chipping | 1 | 1 | 6.17 |  | 1.198 | 7.3917
| OT-3 Room Wall Cladding | 1 | 1 | 4.4 |  | 1.3 | 5.72
| OT-3 Kidney Transplant Room Wall Cladding | 1 | 1 | 3.3 |  | 2.24 | 7.392
| OT-3 Kidney Transplant Room Wall Cladding Caridor Area | 1 | 1 | 4.5 |  | 2.35 | 10.575
| OT-4 Room Inside Wall Cladding Chipping | 1 | 1 | 2.1 |  | 0.6 | 1.26
| OT-4 outside Wall Cladding Chipping | 1 | 1 | 4.3 |  | 1.2 | 5.16
| OT-1 And OT-2 Wall Cladding Chipping Out Side | 1 | 1 | 11.9 |  | 1.35 | 16.065
| Wall Cladding Chipping inSide OT-1 And OT-2 | 1 | 2 | 3.2 |  | 2.3 | 14.72
| OT-1 Wall Cladding Chipping inSide | 1 | 2 | 3.2 |  | 2.3 | 14.72
| Wall Cladding Chipping Inside Area | 1 | 1 | 10.05 |  | 1.25 | 12.5625
| Future praposal Room Toilet Wall Cladding Chipping | 1 | 1 | 3 |  | 2.64 | 7.92
| Future praposal Room -6 Caridaor Wall Cladding Chipping | 1 | 1 | 6.54 |  | 1.2 | 7.848
| Sergeons Room And Anesthesia Caridar Wall Cladding Chipping | 1 | 1 | 8.35 |  | 1.2 | 10.02
| Anesthesia Room Inside Wall Cladding Chipping | 1 | 1 | 10.9 |  | 2 | 21.8
| TIR Room-1 Wall Cladding Chipping | 1 | 1 | 11.8 |  | 2 | 23.6
| TIR Room-2 Wall Clading Chipping | 1 | 1 | 1.8 |  | 2 | 3.6
| TIR Room-2 Wall Clading Chipping | 1 | 1 | 1.2 |  | 2 | 2.4
| TIR Room-3 Wall Cladding Chipping | 1 | 1 | 10.15 |  | 2.1 | 21.315
| TIR Room-3 Wall Cladding Chipping | 1 | 1 | 1.8 |  | 0.9 | 1.62
| TIR Room-3 Wall Cladding Chipping | 1 | 1 | 0.4 |  | 0.9 | 0.36
| TIR Room-3 Wall Cladding Chipping | 1 | 1 | 1.25 |  | 1.05 | 1.3125
| TIR Room-3 Wall Cladding Chipping | 1 | 1 | 1.16 |  | 2.1 | 2.436
| Doctors Room Wall Cladding Chipping | 1 | 1 | 2.7 |  | 1.6 | 4.32
| Changing Room 1 & 2 &3&4Wall Cladding Chipping | 1 | 2 | 3.86 |  | 2.1 | 16.212
| Changing Room 1 & 2 &3&4Wall Cladding Chipping | 1 | 2 | 1.82 |  | 2 | 7.28
| Wall Cladding Chipping | 1 | 1 | 0.85 |  | 0.95 | 0.8075
| Wall Cladding Chipping | 1 | 1 | 0.68 |  | 0.8 | 0.544
| Duty Nurses Room Wall Clidding Chipping | 1 | 1 | 0.79 |  | 2 | 1.58
| Nurse Duty Room Wall Cladding Chipping | 1 | 1 | 0.9 |  | 1.9 | 1.71
| Nurse Duty Room Wall Cladding Chipping | 1 | 1 | 2 |  | 0.3 | 0.6
| Counciling Room Wall Cladding Chipping | 1 | 1 | 2 |  | 0.81 | 1.62
| Counciling Room Wall Cladding Chipping | 1 | 1 | 0.95 |  | 0.96 | 0.912
| Counciling Room Wall Cladding Chipping | 1 | 1 | 0.3 |  | 2 | 0.6
| Counciling Room Wall Cladding Chipping | 1 | 1 | 0.42 |  | 2 | 0.84
| HOD Room Wall Cladding Chipping | 1 | 1 | 10.82 |  | 2 | 21.64
| HOD Room Wall Cladding Chipping | 1 | 1 | 0.45 |  | 2 | 0.9
| Transplant ICU Room Wall Cladding Chipping | 1 | 4 | 0.8 |  | 1.63 | 5.216
| Transplant ICU Room Wall Cladding Chipping | 1 | 1 | 0.8 |  | 1.2 | 0.96
| Transplant ICU Room Wall Cladding Chipping | 1 | 1 | 0.75 |  | 0.9 | 0.675
| Transplant ICU Room Wall Cladding Chipping | 1 | 2 | 0.26 |  | 1.2 | 0.624
| Transplant ICU Room Wall Cladding Chipping | 1 | 1 | 3.5 |  | 1.5 | 5.25
| Transplant ICU Room Wall Cladding Chipping | 1 | 1 | 1.25 |  | 1.24 | 1.55
| Transplant ICU Room Wall Cladding Chipping | 1 | 2 | 0.52 |  | 1.2 | 1.248
| Transplant ICU Room Wall Cladding Chipping | 1 | 1 | 6.1 |  | 0.75 | 4.575
| Toilet Room Wall Cladding Chipping | 1 | 1 | 5.76 |  | 0.8 | 4.608
| Toilet Room Wall Cladding Chipping | 1 | 2 | 0.88 |  | 0.85 | 1.496
| Toilet Room Wall Cladding Chipping | 1 | 1 | 13.1 |  | 2 | 26.2
| CSSD Room Wall Cladding Chipping | 1 | 1 | 3.93 |  | 2 | 7.86
| CARE LAB Room Caridor Wall Cladding Chipping | 1 | 1 | 11.2 |  | 1.2 | 13.44
| CARE LAB Room Caridor Wall Cladding Chipping | 1 | 1 | 0.65 |  | 1.1 | 0.715
| POINT OF CARE LAB Wall Cladding Chipping | 1 | 1 | 36 |  | 1.2 | 43.2
| WASH AREA Wall Cladding Chipping | 1 | 1 | 4.2 |  | 1.2 | 5.04
| WASH AREA Wall Cladding Chipping | 1 | 1 | 3.3 |  | 2 | 6.6
| STORE ROOM Wall Cladding Chipping | 1 | 1 | 8.2 |  | 1.2 | 9.84
| SORE ROOM Wall Cladding Chipping | 1 | 2 | 0.35 |  | 0.6 | 0.42
| SORE ROOM Wall Cladding Chipping | 1 | 2 | 0.55 |  | 2.1 | 2.31
| Toilet Wall Cladding @ Post Icu Room Beside Toilet | 1 | 1 | 15.28 |  | 2 | 30.56
| Baths | 1 | 4 | 5.6 |  | 2 | 44.8
| Door Deductions | -1 | 1 | 1 |  | 2 | -2
|  | -4 | 2 | 0.8 |  | 2 | -12.8
| Toilet Wall Cladding @ infront General Store Beside Toilet | 1 | 1 | 15.28 |  | 1.2 | 18.336
| Baths | 1 | 4 | 5.6 |  | 1.2 | 26.88
| Door Deductions | 1 | 1 | 1 |  | 1.2 | 1.2
|  | 4 | 2 | 0.8 |  | 1.2 | 7.68
[7 empty] | 536.3737 | Sqm
Dismantling,Clearing away and carefully stacking useful materials for re-use and disposal of unserviceable materials with 100m lead as directed by Executive Engineer duly taking actual premeasurements before dismantling including all labour charges etc., complete Unreinforced cement concrete upto 20cm Thick Flooring
| Integration Room Pannel Control room Floor Chipping | 1 | 1 | 1.8 | 0.3 | 0.075 | 0.0405
|  | 1 | 1 | 5.7 | 0.075 | 0.075 | 0.032063
|  | 1 | 1 | 0.6 | 1.95 | 0.075 | 0.08775
|  | 1 | 1 | 0.86 | 0.7 | 0.025 | 0.01505
|  | 1 | 1 | 3 | 0.25 | 0.05 | 0.0375
|  | 1 | 1 | 4.5 | 0.25 | 0.05 | 0.05625
|  | 1 | 1 | 2.95 | 0.56 | 0.075 | 0.1239
| Caridor Area Floor Chipping | 1 | 1 | 0.3 | 1.8 | 0.075 | 0.0405
| Caridor Area Floor Chipping | 1 | 1 | 2.14 | 0.45 | 0.075 | 0.072225
| Post ICU Room Floor Chipping | 1 | 1 | 1.8 | 0.3 | 0.075 | 0.0405
| Post ICU Room Inside Area Floor Chipping | 1 | 3 | 2.2 | 0.55 | 0.075 | 0.27225
| Post ICU Room Inside Area Floor Chipping | 1 | 3 | 3.47 | 0.17 | 0.075 | 0.13273
| OT-3 Room Area Chipping | 1 | 1 | 5.6 | 7.1 | 0.2 | 7.952
| OT-4 Room Area | 1 | 1 | 5.6 | 7.1 | 0.2 | 7.952
| OT-1 Chipping | 1 | 1 | 5.75 | 7.1 | 0.2 | 8.165
| OT-2 Room Area Chipping | 1 | 1 | 5.8 | 6.95 | 0.2 | 8.062
| Future Praposal Room Floor Area Chipping | 1 | 1 | 5.75 | 7.05 | 0.2 | 8.1075
| Future Praposal Room -6 Floor Area Chipping | 1 | 1 | 5.8 | 7 | 0.2 | 8.12
| Doctors Room Floor Chipping | 1 | 1 | 2.7 | 1.77 | 0.15 | 0.71685
| Duty Nurses Room | 1 | 1 | 5.7 | 0.5 | 0.1 | 0.285
| Toilet Room Floor Chipping | 1 | 1 | 5.8 | 1.621 | 0.15 | 1.4103
| Transparant Room ICU Floor Chipping | 1 | 1 | 5.6 | 0.8 | 0.15 | 0.672
| Toilet Room Area Floor Chipping | 1 | 1 | 4.8 | 3.33 | 0.15 | 2.3976
| WASH AREA Floor Chipping | 1 | 1 | 1.4 | 1.8 | 0.15 | 0.378
| Beside Post Icu Room Toilet Lowroof | 1 | 1 | 5.74 | 1.9 | 0.15 | 1.6359
| Baths | 1 | 4 | 1.4 | 1.4 | 0.3 | 2.352
| Infront General Store Room Toilet Lowroof | 1 | 1 | 5.74 | 1.9 | 0.15 | 1.6359
| Baths | 1 | 4 | 1.4 | 1.4 | 0.3 | 2.352
[7 empty] | 63.1452 | Cum
Cement Concrete Flooring M20 Grade
| Nurses Duty Room | 1 | 1 | 5.7 | 0.5 | 0.1 | 0.285
| Transparant Room ICU Flooring | 1 | 1 | 5.6 | 0.8 | 0.15 | 0.672
| Integration Pannel Room 9" Wall Demolition Floor Area | 1 | 1 | 3.98 | 0.23 | 0.15 | 0.13731
| Post ICU Room 4" Wall Demolition Foor Area | 1 | 2 | 5.7 | 0.1 | 0.15 | 0.171
| OT-3 9" Wall Demolition Floor Area | 1 | 1 | 2.55 | 0.23 | 0.15 | 0.087975
| OT-3 4" Partition Wall Demolition Floor Area | 1 | 1 | 5.47 | 0.1 | 0.15 | 0.08205
| OT-3 4" ToiletWall Demolition Floor Area | 1 | 1 | 2.4 | 0.1 | 0.15 | 0.036
| OT-3 4" ToiletWall Demolition Floor Area | 1 | 1 | 2.5 | 0.1 | 0.15 | 0.0375
| OT-3 4" ToiletWall Demolition Floor Area | 1 | 1 | 3.4 | 0.1 | 0.15 | 0.051
| OT-3 4" ToiletWall Demolition Floor Area | 1 | 1 | 1.95 | 0.1 | 0.15 | 0.02925
| OT-3 4" ToiletWall Demolition Floor Area | 1 | 1 | 2.7 | 0.1 | 0.15 | 0.0405
| OT-4 Toilet Wall Demolition Floor Area | 1 | 1 | 2.5 | 0.1 | 0.15 | 0.0375
| OT-4 Toilet Wall Demolition Floor Area | 1 | 1 | 3.4 | 0.1 | 0.15 | 0.051
| OT-4 partition Wall Demolition Floor Area | 1 | 1 | 5.7 | 0.1 | 0.15 | 0.0855
| OT-4 9" Wall Demolition Floor Area | 1 | 1 | 2.7 | 0.23 | 0.15 | 0.09315
| OT-1 9" Wall Demolition Floor Area | 1 | 1 | 2.7 | 0.23 | 0.15 | 0.09315
| OT-1 4" Wall Demolition Floor Area | 1 | 1 | 5.65 | 0.1 | 0.15 | 0.08475
| OT-1 4" Toilet Wall Demolition Floor Area | 1 | 2 | 2.5 | 0.1 | 0.15 | 0.075
| 4" Wall Partition Wall OT-1 And OT-2 Wall Demolition Floor Area | 1 | 1 | 2.25 | 0.1 | 0.15 | 0.03375
| OT-2 4" Wall Partition Wall Demolition Floor Area | 1 | 1 | 5.65 | 0.1 | 0.15 | 0.08475
| 4" toilet Wall Demolition Floor Area | 1 | 2 | 2.5 | 0.1 | 0.15 | 0.075
| OT - 2 9" Wall Wall Demolition Floor Area | 1 | 1 | 1.25 | 0.23 | 0.15 | 0.043125
| Praposal Room-5 9" Wall Demolition Floor Area | 1 | 1 | 5.21 | 0.23 | 0.15 | 0.17975
| Praposal Room-5 4" Wall Demolition Floor Area | 1 | 1 | 1.3 | 0.1 | 0.15 | 0.0195
| Praposal Room-5 4" Wall Demolition Floor Area | 1 | 1 | 2.8 | 0.1 | 0.15 | 0.042
| Surgeons Room 9" Wall Demolition Floor Area | 1 | 1 | 1.75 | 0.23 | 0.15 | 0.060375
| Anesthesia Lounge 9" Wall Demolition Floor Area | 1 | 1 | 2.6 | 0.23 | 0.15 | 0.0897
| TIR Room-1 9" Wall Demolition Floor Area | 1 | 1 | 2.8 | 0.23 | 0.15 | 0.0966
| TIR Room - 2 9" Wall Demolition Floor Area | 1 | 1 | 5.25 | 0.23 | 0.15 | 0.18113
| TIR Room - 3 4" Wall Demolition Floor Area | 1 | 1 | 2.4 | 0.23 | 0.15 | 0.0828
| Doctors Room 9" Wall Demolition Floor Area | 1 | 1 | 3.7 | 0.23 | 0.15 | 0.12765
| 4" Wall Demolition Floor Area | 1 | 1 | 3.36 | 0.1 | 0.15 | 0.0504
| Toilet Wall Demolition Floor Area | 1 | 1 | 2.7 | 1.5 | 0.15 | 0.6075
| Dress Changing Room 9" Wall Demolition Floor area | 1 | 1 | 1.65 | 0.23 | 0.15 | 0.056925
| Counciling Room 9" Wall Demolition Floor Area | 1 | 1 | 2.2 | 0.23 | 0.15 | 0.0759
| Transparent ICU Room 9" Wall Demolition Floor Area | 1 | 1 | 3.33 | 0.23 | 0.15 | 0.11489
| Transparent ICU Room 9" Wall Demolition Floor Area | 1 | 2 | 4.25 | 0.23 | 0.15 | 0.29325
| CSSD Room 4" Wall Demolition Floor Area | 1 | 1 | 5.13 | 0.1 | 0.15 | 0.07695
| CSSD Room 4" Wall Demolition Floor Area | 1 | 1 | 7 | 0.1 | 0.15 | 0.105
| Screed Floor Concrete OT Room -1,2,3,4,5,,6 | 1 | 6 | 6.9 | 5.7 | 0.1 | 23.598
[7 empty] | 28.2446 | Cum
Plastering 20mm Thick in two coats with base coat of 16mm thick in CM(1:6) and Top coat of 4mm thick in CM(1:4) as per Technical Specifications (SS 901,903 & 904) Eigth Floor
| Main Entry Room Cladding Replace Plastring | 1 | 1 | 4.8 |  | 1.16 | 5.568
| Main Entry Room | 1 | 1 | 6 |  | 1.7 | 10.2
| Integration Room Pannel Control Room Window Replacing Brick Plastering | 1 | 2 | 2.5 |  | 1.8 | 9
| Wall Demolition Area Plastring | 1 | 1 | 3.98 |  | 5.2 | 20.696
| Integration pannel Room Cladding Area Plastring | 1 | 1 | 1.5 |  | 0.2 | 0.3
| Integration Room Pannel Control Room Window Replacing Brick Plastering | 1 | 2 | 1.08 |  | 1.8 | 3.888
| Integration Room Pannel Control Room For Door | 1 | 2 | 0.35 |  | 2.6 | 1.82
|  | 1 | 2 | 1.8 |  | 0.46 | 1.656
|  | 1 | 2 | 2.1 |  | 2.6 | 10.92
|  | 1 | 1 | 6 | 0.23 |  | 1.38
| Caridor Control Wall | 1 | 4 | 0.6 |  | 2.1 | 5.04
| Caridor Control Wall | 1 | 2 | 2.7 |  | 0.23 | 1.242
| Caridor Control Wall | 1 | 4 | 0.6 |  | 2.1 | 5.04
| Caridor Control Wall | 1 | 2 | 2.7 |  | 0.23 | 1.242
| Caridor Control Wall Plastring | 1 | 1 | 3.21 |  | 1.15 | 3.6915
| Caridor Control Wall Plastring | 1 | 1 | 1.2 |  | 0.14 | 0.168
| Caridor Control Wall Plastring | 1 | 1 | 1.2 |  | 0.5 | 0.6
| Integration Room Pannel Control Room Door brick Plastring | 1 | 2 | 1.9 |  | 2.6 | 9.88
|  | 1 | 2 | 0.42 |  | 1.8 | 1.512
|  | 1 | 2 | 0.5 |  | 2.6 | 2.6
|  | 1 | 1 | 6 |  | 0.23 | 1.38
| Caridor Area Clading Replacing Plastring | 1 | 1 | 6.17 |  | 1.2 | 7.404
|  | 1 | 2 | 1.4 |  | 1.4 | 3.92
|  | 1 | 2 | 1.5 |  | 2.6 | 7.8
|  | 1 | 1 | 0.4 |  | 0.4 | 0.16
| Post ICU Room Clading replacing Platring | 1 | 2 | 2.1 |  | 0.55 | 2.31
| Post ICU Room Clading replacing Platring | 1 | 2 | 0.55 |  | 2.1 | 2.31
| Post ICU Room Door replacing brick Plastring | 1 | 2 | 1 |  | 2.6 | 5.2
| Post ICU Room Door replacing brick Plastring | 1 | 2 | 0.45 |  | 1.8 | 1.62
| Post ICU Room Window replacing brick Plastring | 1 | 2 | 1 |  | 1.8 | 3.6
| 4" Wall Demolition Wall Area plastring | 1 | 1 | 11.74 | 0.1 |  | 1.174
| Door Replacing Brick Plastring | 1 | 2 | 1 |  | 2.55 | 5.1
| Window Replacing Brick Plastring | 1 | 2 | 1 |  | 1.8 | 3.6
| Door Replacing Brick Plastring | 1 | 2 | 1.25 |  | 2.55 | 6.375
| Post ICU Caridor Front Window Replace Brick Plastring | 1 | 2 | 1.35 |  | 1.8 | 4.86
| Post ICU Caridor Front Window Replace Brick Plastring | 1 | 2 | 1.35 |  | 1.8 | 4.86
| Window Replace brick Work Plastring InFront Post ICU | 1 | 4 | 1.5 |  | 1.8 | 10.8
| Post ICU Ventilators Repacing Brick Plastring | 1 | 2 | 0.95 |  | 0.65 | 1.235
| Window Replacing Brick Plastring At Post ICU | 1 | 2 | 1.35 |  | 1.8 | 4.86
| Window Replacing Brick Plastring At Post ICU | 1 | 2 | 1 |  | 1.8 | 3.6
| OT-3 Kidney Transplant Room Wall Cladding Replace Plastring | 1 | 1 | 4.4 |  | 1.3 | 5.72
| OT-3 Kidney Transplant Room Door Replacing Brick plastring | 1 | 2 | 1.47 |  | 2.6 | 7.644
| OT-3 Kidney Transplant Room 9" Wall Demolition Area plastring | 1 | 1 | 2.62 | 0.23 |  | 0.6026
| OT-3 Kindney Transplant Room Door Arera Plastring | 1 | 2 | 0.35 |  | 2.62 | 1.834
|  | 1 | 2 | 0.4 |  | 2.62 | 2.096
|  | 1 | 2 | 0.46 |  | 1.8 | 1.656
|  | 1 | 1 | 6 |  | 0.23 | 1.38
| OT-3 4" Wall Demolition Area Plastring | 1 | 1 | 11.6 | 0.15 |  | 1.74
| OT-3 4" Wall Demolition Area Plastring | 1 | 1 | 5.8 | 0.15 |  | 0.87
| OT-3 Kidney Transplant Room Door Replacing Brick plastring | 1 | 1 | 3.3 |  | 2.24 | 7.392
| Door Closing Area | 1 | 2 | 0.4 |  | 0.95 | 0.76
| Door Closing Area | 1 | 2 | 0.45 |  | 0.95 | 0.855
| OT-3 Kindney Transplant Room Out Side Caridor Area Plastring | 1 | 1 | 3.4 | 0.15 |  | 0.51
| OT-3 Kindney Transplant Room Out Side Caridor Area Plastring | 1 | 1 | 4.5 |  | 2.35 | 10.575
| Windows Jams Plastring | 1 | 8 | 0.9 | 0.6 |  | 4.32
| 4" Wall Demolition Wall Area plastring | 1 | 1 | 2.7 | 0.15 |  | 0.405
| 4" Wall Brick plastring | 1 | 2 | 0.55 |  | 1.95 | 2.145
| 4" Wall Brick plastring | 1 | 2 | 0.45 |  | 2.1 | 1.89
| OT-4 Kidney Transplant Toilet Wall Demolition Area Plastring | 1 | 1 | 3.4 | 0.15 |  | 0.51
| OT-4 Kidney Transplant Partition Wall Demolition Area Plastring | 1 | 1 | 11.9 | 0.15 |  | 1.785
| OT-4 Kidney Transplant Toilet Wall Clading replace Plastring | 1 | 1 | 2.12 |  | 0.6 | 1.272
| OT-4 Kidney transplant Door Brick Area Plastring | 1 | 2 | 1.25 |  | 2.6 | 6.5
| OT-4 Kidney transplant Window Brick Area Plastring | 1 | 2 | 1.4 |  | 1.8 | 5.04
| Deductions | 1 | -2 | 0.6 |  | 0.6 | -0.72
| OT-4 Kidney Transplant Window Area Plastring | 1 | 2 | 0.46 |  | 1.06 | 0.9752
| OT-4 Kidney Transplant Door Area Plastring | 1 | 2 | 1.4 |  | 2.7 | 7.56
| OT-4 Kidney Transplant Door Area Plastring | 1 | 2 | 1.95 |  | 1.8 | 7.02
| Door Area Brick Plastring | 1 | 1 | 2.6 | 0.23 |  | 0.598
| Door Area Brick Plastring | 1 | 2 | 0.62 |  | 2.6 | 3.224
| Door Area Brick Plastring | 1 | 2 | 0.65 |  | 2.6 | 3.38
| Door Area Brick Plastring | 1 | 2 | 0.44 |  | 1.8 | 1.584
| OT -4 Kidney Transplant Room Inside Area Plastring | 1 | 1 | 6 | 0.23 |  | 1.38
| OT -4 Kidney Transplant Room outside Area Plastring | 1 | 1 | 4.3 |  | 1.2 | 5.16
| Plastring For OT-1 And OT-2 Outside Cladding Replace | 1 | 1 | 11.9 |  | 1.35 | 16.065
| OT-1 Door Brick Plastring | 1 | 2 | 1.2 |  | 2.56 | 6.144
| OT-1 Window Replace Brick Plastring | 1 | 2 | 1.35 |  | 1.8 | 4.86
| Plastring For OT-1 Caridor Control Walls | 1 | 8 | 0.6 |  | 2.1 | 10.08
| Plastring For OT-1 Caridor Control Walls | 1 | 2 | 2.7 | 0.23 |  | 1.242
| 9" Wall Door Area Plastring | 1 | 1 | 2.6 | 0.23 |  | 0.598
| 9" Wall Door Area Plastring | 1 | 2 | 0.47 |  | 2.6 | 2.444
| 9" Wall Door Area Plastring | 1 | 2 | 0.5 |  | 2.6 | 2.6
| 9" Wall Door Area Plastring | 1 | 2 | 0.45 |  | 1.8 | 1.62
| 9" Wall Door Area Plastring | 1 | 1 | 6 | 0.23 |  | 1.38
| OT-1 Inside Area Plastring | 1 | 2 | 1.35 |  | 3.59 | 9.693
| OT-1 4" Wall Demolition Wall Area Plastring | 1 | 1 | 11.85 | 0.15 |  | 1.7775
| 4" Wall Toilet Wall Demolition Area Plastring | 1 | 2 | 3.4 | 0.15 |  | 1.02
| Plastring OT-1 Cladding Replace Plastring | 1 | 2 | 3.2 |  | 2.3 | 14.72
| 9" Brick Wall Plastring | 1 | 2 | 0.96 |  | 0.37 | 0.7104
| 9" Brick Wall Plastring | 1 | 2 | 1.45 |  | 1 | 2.9
| 9" Brick Wall Plastring | 1 | 1 | 2.6 | 0.15 |  | 0.39
| 4" Wall Plastring | 1 | 2 | 0.4 |  | 2.25 | 1.8
| OT-2 Door Replacing Brick Plastring | 1 | 2 | 1 |  | 2.6 | 5.2
| Window Replacing Brick Plastring OT-2 | 1 | 2 | 1.35 |  | 1.8 | 4.86
| Deductions | 1 | -2 | 0.6 |  | 0.6 | -0.72
| 4" Wall Partition Wall Demolition Area Plastring | 1 | 1 | 11.85 | 0.15 |  | 1.7775
| 4" Wall Toilet Wall Demolition Area Plastring | 1 | 2 | 3.4 | 0.15 |  | 1.02
| Wall Cladding replace plastring | 1 | 1 | 3.2 |  | 2.3 | 7.36
| Wall Cladding replace plastring | 1 | 2 | 1 |  | 0.4 | 0.8
| 9" Wall Demolition Wall Area Plastring | 1 | 1 | 2.6 | 0.23 |  | 0.598
| Door Brick Area Plastring | 1 | 2 | 0.67 |  | 1.25 | 1.675
| Door Brick Area Plastring | 1 | 2 | 0.46 |  | 1.8 | 1.656
| Door Brick Area Plastring | 1 | 2 | 0.64 |  | 1.25 | 1.6
| Door Brick Area Plastring | 1 | 1 | 6 | 0.23 |  | 1.38
| 9" Wall Plastring Future praposal Room | 1 | 2 | 3.6 |  | 3.1 | 22.32
| 9" Wall Demolition Area Plastring | 1 | 1 | 11.41 | 0.23 |  | 2.6243
| Futue Praposal Room Inside Plastring Cladding Replace Plastring | 1 | 1 | 10.05 |  | 1.25 | 12.5625
| Window Replacing Brick Plastring | 1 | 2 | 1 |  | 1.8 | 3.6
| Window Replacing Brick Plastring | 1 | 2 | 1 |  | 0.6 | 1.2
| Wall Clading Replace Plastring | 1 | 1 | 3 |  | 2.64 | 7.92
| Toilet Wall Demolition Area Plastring | 1 | 2 | 2.6 | 0.15 |  | 0.78
| 4" Wall Brick Plastring Future Praposal Room | 1 | 2 | 5.65 |  | 3.1 | 35.03
| Door Deduction Foture praposal Room | 1 | -2 | 1.5 |  | 2.1 | -6.3
| Window Replace Brick plastring Furure Praposal Room -6 | 1 | 6 | 1 |  | 1.8 | 10.8
| Window Replace Brick plastring Furure Praposal Room -6 | 1 | 4 | 1 |  | 0.35 | 1.4
| Door replace Brick Plastring Fututre praposal Room -6 | 1 | 2 | 1.2 |  | 2.6 | 6.24
| 9" Wall Demolition Area Plastring | 1 | 2 | 2.35 |  | 2.6 | 12.22
| Door Jam Plastring | 1 | 1 | 6 | 0.23 |  | 1.38
| Door Deduction Foture praposal Room-6 | 1 | -2 | 1.5 |  | 2.1 | -6.3
| Door Area Brick Plastring | 1 | 2 | 0.48 |  | 2.6 | 2.496
| Door Area Brick Plastring | 1 | 2 | 0.47 |  | 2.6 | 2.444
| Door Area Brick Plastring | 1 | 2 | 1.8 |  | 0.47 | 1.692
| Caridar Wall Plastring | 1 | 1 | 6 | 0.23 |  | 1.38
| Caridar Wall Plastring | 1 | 2 | 2.7 | 0.23 |  | 1.242
| 9" Wall Plastring Future praposal Room-6 | 1 | 2 | 0.37 |  | 2.6 | 1.924
| 9" Wall Plastring Future praposal Room-6 | 1 | 2 | 0.45 |  | 1.2 | 1.08
| Wall Cladding Replace plastring Future Praposal Room -6 | 1 | 1 | 16.15 |  | 2 | 32.3
| Toilet Wall Plastring | 1 | 2 | 3.35 |  | 3.4 | 22.78
| Door Deduction | 1 | -2 | 0.75 |  | 2.1 | -3.15
| Ventlator Brick Plastring | 1 | 4 | 1.6 |  | 0.65 | 4.16
| Window Replacing Brick Work Plastring | 1 | 4 | 1.35 |  | 1.8 | 9.72
| 9" Wall Demolition Portion Plastring Anesthesia Room | 1 | 1 | 2.6 | 0.23 |  | 0.598
| Door Brick Plastring | 1 | 2 | 0.7 |  | 2.6 | 3.64
| Door Brick Plastring | 1 | 2 | 0.7 |  | 2.6 | 3.64
| Door Brick Plastring | 1 | 2 | 1.2 |  | 0.45 | 1.08
| Door Jam Plastring | 1 | 1 | 5.4 | 0.23 |  | 1.242
| Anesthesia Room Inside Wall Cladding Replace Plastring | 1 | 1 | 10.9 |  | 2 | 21.8
| Window Replace Brick Plastring | 1 | 4 | 1.3 |  | 1.8 | 9.36
| Toilet Walls Plastring | 1 | 2 | 3.55 |  | 3.4 | 24.14
| Door Deduction | 1 | -2 | 0.75 |  | 2.1 | -3.15
| 9" Wall Plastring Anesthesia Room | 1 | 2 | 3.33 |  | 3.1 | 20.646
| Window Replace Brick plastring | 1 | 2 | 1.2 |  | 1 | 2.4
| 4" Wall Partition Wall Plastring | 1 | 2 | 5.75 |  | 3.1 | 35.65
| Door Replace Brick plastring Anesthesia Room | 1 | 2 | 1.4 |  | 2.5 | 7
| TIR Room-1 Wall Cladding replace Plastring | 1 | 1 | 11.8 |  | 2 | 23.6
| TIR Room-1 Window Replace Brick Plastring | 1 | 6 | 1 |  | 1.8 | 10.8
| TIR Room-1 Window Replace Brick Plastring | 1 | 2 | 0.4 |  | 0.97 | 0.776
| TIR Room-1 9" Wall Partition Brick Wall Plastring | 1 | 2 | 3.23 |  | 3.1 | 20.026
| 9" Wall Demolition Area Plastring | 1 | 1 | 2.6 | 0.23 |  | 0.598
| 9" Wall For Door Brick Plastring | 1 | 2 | 0.4 |  | 2.6 | 2.08
| 9" Wall For Door Brick Plastring | 1 | 2 | 0.3 |  | 2.6 | 1.56
| 9" Wall For Door Brick Plastring | 1 | 2 | 1.8 |  | 0.43 | 1.548
| Door jam Plastring | 1 | 1 | 6 | 0.23 |  | 1.38
| TIR Room-2 Wall Clading Replace Plastring | 1 | 1 | 1.8 |  | 2 | 3.6
| TIR Room-2 Wall Clading Replace Plastring | 1 | 1 | 10.2 |  | 2 | 20.4
| 9" Partition Wall Plastring | 1 | 2 | 5.75 |  | 2.92 | 33.58
| 9" Partition Wall Plastring | 1 | 2 | 2.15 |  | 2.96 | 12.728
| Window Replace Brick Plastring | 1 | 2 | 2.25 |  | 1.28 | 5.76
| 9" Wall Demolition Area Plastring | 1 | 1 | 11.45 | 0.23 |  | 2.6335
| 4" Wall Plastring | 1 | 2 | 5.25 |  | 3.1 | 32.55
| Door Deduction | 1 | -1 | 1.8 |  | 2.1 | -3.78
| TIR Room-3 Wall Clading Replace Plastring | 1 | 1 | 10.15 |  | 2.1 | 21.315
| TIR Room-3 Wall Clading Replace Plastring | 1 | 1 | 1.8 |  | 0.9 | 1.62
| TIR Room-3 Wall Clading Replace Plastring | 1 | 1 | 0.4 |  | 0.9 | 0.36
| TIR Room-3 Wall Clading Replace Plastring | 1 | 1 | 1.25 |  | 1.05 | 1.3125
| TIR Room-3 Wall Clading Replace Plastring | 1 | 1 | 1.16 |  | 2.1 | 2.436
| Brick Plastring | 1 | 2 | 0.41 |  | 0.97 | 0.7954
| Window Replace Brick Plastring | 1 | 2 | 1.8 |  | 1 | 3.6
| 9" Wall Demolition Area Plastring | 1 | 1 | 2.6 | 0.23 |  | 0.598
| 9" Wall Plastring Door Area | 1 | 2 | 0.28 |  | 2.6 | 1.456
| 9" Wall Plastring Door Area | 1 | 2 | 0.28 |  | 2.6 | 1.456
| 9" Wall Plastring Door Area | 1 | 2 | 1.8 |  | 0.5 | 1.8
| Door Jam Plastring | 1 | 1 | 6 | 0.23 |  | 1.38
| MCB Box Area Plastring | 1 | 1 | 0.8 | 0.5 |  | 0.4
| Ventilator Replace Brick Plastring | 1 | 4 | 0.95 |  | 0.7 | 2.66
| Caridor Control Door Wall Plastring | 1 | 4 | 0.87 |  | 2.1 | 7.308
| Caridor Control Door Wall Plastring | 1 | 2 | 2.97 | 0.23 |  | 1.3662
| Doctors Room 9" Wall Demolition Area Plastring | 1 | 1 | 2.6 | 0.23 |  | 0.598
| 9" Brick Wall Plastring | 1 | 2 | 2.7 |  | 2.6 | 14.04
| 4" Wall Toilet Wall Demolition Area Plastring | 1 | 1 | 3.4 | 0.15 |  | 0.51
| 4" Wall Toilet Wall Demolition Area Plastring | 1 | 1 | 3.4 | 0.15 |  | 0.51
| Ventilators Replace Brick Plastring | 1 | 4 | 0.65 | 0.65 |  | 1.69
| Toilet Wall Clading replace Plastring | 1 | 1 | 2.7 |  | 1.6 | 4.32
| Toilet Wall inside And Out Side Plastring | 1 | 2 | 4.55 |  | 3.4 | 30.94
| Window Replace Brick Plastring | 1 | 2 | 0.8 |  | 0.9 | 1.44
| Changing Room 9" Wall Demolition Area plastring | 1 | 1 | 2.6 | 0.23 |  | 0.598
| 4" Brick Wall Plastring For Door | 1 | 2 | 0.32 |  | 2.6 | 1.664
| 4" Brick Wall Plastring For Door | 1 | 2 | 1.2 |  | 0.45 | 1.08
| Door jam Plastring | 1 | 1 | 5.45 | 0.23 |  | 1.2535
| Wall Cladding Replace Plastring Change Room 1,2,3,4 | 1 | 2 | 3.86 |  | 2.1 | 16.212
| Wall Cladding Replace Plastring Change Room 1,2,3,4 | 1 | 2 | 1.82 |  | 2 | 7.28
| 4" Wall Brick Plastring For Door Change Room 1,2,3,4 | 1 | 4 | 0.78 |  | 3.4 | 10.608
| 4" Wall Brick Plastring For Door Change Room 1,2,3,4 | 1 | 4 | 0.94 |  | 3.4 | 12.784
| 4" Wall Brick Plastring For Door Change Room 1,2,3,4 | 1 | 8 | 1.1 |  | 1.3 | 11.44
| Door jam Plastring Change Room 1,2,3,4 | 1 | 2 | 5.3 | 0.15 |  | 1.59
| 4" Partiton Wall Plastring Change Room 1,2,3,4 | 1 | 4 | 2.8 |  | 3.4 | 38.08
| 4" Partiton Wall Plastring Change Room 1,2,3,4 | 1 | 4 | 2.24 |  | 3.4 | 30.464
| Window Replacing Brick Plastring | 1 | 4 | 1.8 |  | 0.95 | 6.84
| Changing Room Partition Wall Plastring | 1 | 2 | 5.74 |  | 3.4 | 39.032
| Wall Cladding Replace Plastring | 1 | 1 | 0.85 |  | 0.95 | 0.8075
| Wall Cladding Replace Plastring | 1 | 1 | 0.68 |  | 2 | 1.36
| Changing And Duty NursesRoom 9" Wall Plastring | 1 | 2 | 2.9 |  | 2.6 | 15.08
| Doors Deduction | 1 | -4 | 1 |  | 2.1 | -8.4
| Wall Cladding Replace Plastring Duty Nurses Room | 1 | 1 | 0.79 |  | 2 | 1.58
| Windoe replace Brick plastring | 1 | 2 | 1.5 |  | 0.95 | 2.85
| Wall Cladding Replace Plastring | 1 | 1 | 0.9 |  | 1.9 | 1.71
| Wall Cladding Replace Plastring | 1 | 1 | 2 |  | 0.3 | 0.6
| Toilet Wall Plastring | 1 | 2 | 3.1 |  | 3.1 | 19.22
| Door Deduction | 1 | -2 | 0.8 |  | 2.1 | -3.36
| Nurses Room And Counciling Room Partition Wall Plastring | 1 | 2 | 5.7 |  | 3.4 | 38.76
| Counciling Room 9" Wall Plastring | 1 | 2 | 2.2 |  | 2.6 | 11.44
| Counciling Room 9" Wall Plastring | 1 | 2 | 1.35 |  | 0.4 | 1.08
| Door Jam Plastring | 1 | 1 | 5.55 | 0.23 |  | 1.2765
| Door Deduction | 1 | -2 | 1.35 |  | 2.1 | -5.67
| Counciling Room Wall Cladding Replace Plastring | 1 | 1 | 0.8 |  | 2 | 1.6
| Counciling Room Wall Cladding Replace Plastring | 1 | 1 | 0.95 |  | 0.96 | 0.912
| Counciling Room Wall Cladding Replace Plastring | 1 | 1 | 0.3 |  | 2 | 0.6
| Counciling Room Wall Cladding Replace Plastring | 1 | 1 | 0.42 |  | 2 | 0.84
| Counciling Room Hod Room Partiton Wall Plastring | 1 | 2 | 5.7 |  | 3.1 | 35.34
| HOD Room 9" Wall Plastring For Door | 1 | 2 | 1.4 |  | 3.1 | 8.68
| Door Deduction | 1 | -2 | 1 |  | 2.1 | -4.2
| Wall Cladding Replace Plastring | 1 | 1 | 10.82 |  | 2 | 21.64
| Wall Cladding Replace Plastring | 1 | 1 | 0.45 |  | 2 | 0.9
| Toilet Wall Ouside And Inside Plastring | 1 | 2 | 3.3 |  | 3.5 | 23.1
| Door Jam Plastring | 1 | 1 | 5 | 0.15 |  | 0.75
| Door Deduction | 1 | -2 | 0.8 |  | 2.1 | -3.36
| Toilet Room 9" Wall Demolition Area Plastring | 1 | 1 | 3.1 | 0.23 |  | 0.713
| 9" Wall Brick Plastring | 1 | 2 | 1.5 |  | 2.35 | 7.05
| Door Jam Plastring | 1 | 1 | 5.4 | 0.23 |  | 1.242
| Door Deduction | 1 | -2 | 1.2 |  | 2.1 | -5.04
| Toilet Wall 4" Wall Plastring | 1 | 2 | 5.8 |  | 2.35 | 27.26
| Toilet Wall 4" Wall Plastring | 1 | 2 | 1.5 |  | 2.35 | 7.05
| Door Jam Plastring | 1 | 1 | 5 | 0.15 |  | 0.75
| Door Deductiuon | 1 | -2 | 0.8 |  | 2.1 | -3.36
| 9" Wall plastring | 1 | 2 | 1.4 |  | 2.6 | 7.28
| Toilet And Extra Room Partition Wall Plastring | 1 | 2 | 5.7 |  | 3.1 | 35.34
| Extra Room 9" Wall Demolition Area plastring | 1 | 1 | 2.6 | 0.23 |  | 0.598
| 9" Brick Wall Plastring | 1 | 2 | 2.8 |  | 2.6 | 14.56
| Door jam Plastring | 1 | 1 | 6 | 0.23 |  | 1.38
| Door Deduction | 1 | -2 | 1.8 |  | 2.1 | -7.56
| Window Repplace Brick Plastring | 1 | 4 | 1 |  | 1.8 | 7.2
| 4" Wall Plastring | 1 | 2 | 5.7 |  | 3.5 | 39.9
| Caridor Control Door Walls | 1 | 8 | 0.6 |  | 2.1 | 10.08
| Caridor Control Door Walls | 1 | 4 | 2.7 | 0.23 |  | 2.484
| Transparent Room 9" Nrick Wall Plastring | 1 | 4 | 3.33 |  | 3.1 | 41.292
| Door Jam plastring | 1 | 2 | 5.7 | 0.23 |  | 2.622
| Door Deduction | 1 | -2 | 1.5 |  | 2.1 | -6.3
| Plastring For Window Replace Brick | 1 | 10 | 1 |  | 1.8 | 18
| 9" Wall Demolition Area Plastring | 1 | 2 | 10.45 | 0.23 |  | 4.807
| Wall Cladding Replace Plastring | 1 | 1 | 0.8 |  | 1.63 | 1.304
| Wall Cladding Replace Plastring | 1 | 1 | 1.02 |  | 0.8 | 0.816
| Wall Cladding Replace Plastring | 1 | 1 | 0.75 |  | 0.9 | 0.675
| Wall Cladding Replace Plastring | 1 | 2 | 0.26 |  | 1.2 | 0.624
| Wall Cladding Replace Plastring | 1 | 1 | 3.5 |  | 1.5 | 5.25
| Wall Cladding Replace Plastring | 1 | 1 | 1.25 |  | 1.24 | 1.55
| Wall Cladding Replace Plastring | 1 | 2 | 0.52 |  | 1.2 | 1.248
| Wall Cladding Replace Plastring | 1 | 1 | 6 |  | 0.75 | 4.5
| 9" Wall Plastring Toilet Partition Wall | 1 | 2 | 1.5 |  | 3.1 | 9.3
| Toilets And ICU Room Partition Wall Plastring | 1 | 2 | 5.75 |  | 3.4 | 39.1
| 9" Wall Plastring For Door | 1 | 2 | 3 |  | 2.6 | 15.6
| Door Jam plastring | 1 | 2 | 5.4 | 0.23 |  | 2.484
| Door Deduction | 1 | -2 | 1.2 |  | 2.1 | -5.04
| Toilet Room Window Replace Brick Plastring | 1 | 6 | 1 |  | 1.8 | 10.8
| Toilet Wall Cladding Replace Plastring | 1 | 1 | 5.76 |  | 0.8 | 4.608
| Toilet Wall Cladding Replace Plastring | 1 | 2 | 0.88 |  | 0.85 | 1.496
| Toilet Entry Brick Plastring | 1 | 2 | 1.63 |  | 3.1 | 10.106
| Door Jam Plastring | 1 | 1 | 5.4 | 0.23 |  | 1.242
| Door Deduction | 1 | -2 | 1.2 |  | 2.1 | -5.04
| Toilet Wall Cladding Replace Plastring | 1 | 1 | 13.12 |  | 2 | 26.24
| Toilet Wall 4" Wall Plastring | 1 | 2 | 4.8 |  | 2.54 | 24.384
| Toilet Wall 4" Wall Plastring | 1 | 4 | 1.66 |  | 2.54 | 16.8656
| Door Jam Plastring | 1 | 3 | 5 | 0.15 |  | 2.25
| Door Deduction | 1 | -3 | 0.8 |  | 2.1 | -5.04
| Access Cadidar Control Door Wall Plastring | 1 | 8 | 0.6 |  | 2.1 | 10.08
| Access Cadidar Control Door Wall Plastring | 1 | 4 | 2.7 | 0.23 |  | 2.484
| CSSD Room Door Replace Brick Plastring | 1 | 2 | 1.4 |  | 2.6 | 7.28
| Window Replace Brick Plastring | 1 | 2 | 1.3 |  | 1.8 | 4.68
| 9" Wall Brick Wall Plastring | 1 | 2 | 3.97 |  | 2.6 | 20.644
| 4" Wall Plartition Wall Plastring | 1 | 1 | 5.7 | 0.23 |  | 1.311
| 4" Wall Toilet Wall Plastring | 1 | 1 | 4.95 | 0.23 |  | 1.1385
| Door Deduction | 1 | -1 | 1.5 |  | 2.1 | -3.15
| Door Deduction | 1 | -1 | 0.75 |  | 2.1 | -1.575
| 4" Wall Partition Wall Plastring | 1 | 2 | 5.75 |  | 3.4 | 39.1
| Door Jam Plastring | 1 | 1 | 4.95 | 0.15 |  | 0.7425
| Door Deduction | 1 | -1 | 0.75 |  | 2.1 | -1.575
| 4" Wall Demolition Area Plastring | 1 | 1 | 11.33 | 0.15 |  | 1.6995
| 4" Wall Demolition Area Plastring | 1 | 1 | 13.2 | 0.15 |  | 1.98
| wall Cladding Replace plastring | 1 | 1 | 3.93 |  | 2 | 7.86
| wall Cladding Replace plastring | 1 | 1 | 1.16 |  | 2 | 2.32
| 4" Wall Toilet Wall Plastring | 1 | 2 | 4.95 |  | 3.5 | 34.65
| Door Jam Plastring | 1 | 1 | 4.95 | 0.15 |  | 0.7425
| Door Deduction | 1 | -1 | 0.75 |  | 2.1 | -1.575
| Access Cadidar Control Door Wall Plastring | 1 | 8 | 0.6 |  | 2.1 | 10.08
| Access Cadidar Control Door Wall Plastring | 1 | 4 | 2.7 | 0.23 |  | 2.484
| CARE LAB Brick Plastring | 1 | 2 | 0.43 |  | 1.2 | 1.032
| Wall Cladding Replace Plastring | 1 | 1 | 11.2 |  | 1.2 | 13.44
| Wall Cladding Replace Plastring | 1 | 1 | 0.65 |  | 1.1 | 0.715
| 4" Wall Partition Wall For Care Lab And Wash Area | 1 | 1 | 4.6 |  | 3.4 | 15.64
| 9" Wall Plastring | 1 | 2 | 1.8 |  | 2.6 | 9.36
| Door Jam Plastring | 1 | 1 | 6 | 0.23 |  | 1.38
| Door Deduction | 1 | -1 | 1.8 |  | 2.1 | -3.78
| Door Replace Brick Plastring | 1 | 2 | 1 |  | 2.6 | 5.2
| Window Replace Brick Plastring | 1 | 2 | 1 |  | 1.8 | 3.6
| Wall Cladding replace Plastring | 1 | 1 | 36 |  | 1.2 | 43.2
| WASH AREA Brick Wall Plastring | 1 | 2 | 1.2 |  | 3.2 | 7.68
| Door Jam Plastring | 1 | 1 | 4.95 | 0.15 |  | 0.7425
| Door Deduction | 1 | -1 | 0.75 |  | 2.1 | -1.575
| Wall Cladding Replace Plastring | 1 | 1 | 4.2 |  | 1.2 | 5.04
| Wall Cladding Replace Plastring | 1 | 1 | 3.3 |  | 2 | 6.6
| STORE ROOM 4" Wall Plastring | 1 | 2 | 3.4 |  | 3.4 | 23.12
| Door Jam | 1 | 1 | 5.2 | 0.15 |  | 0.78
| Door Deduction | 1 | -1 | 1 |  | 2.1 | -2.1
| STORE Room Wall Cladding Replace Plastring | 1 | 1 | 8.2 |  | 1.2 | 9.84
| UPS Room Door Opening Sides Plastring | 1 | 1 | 5.7 | 0.23 |  | 1.311
| UPS room And Electrical Room Partition Wall | 1 | 2 | 5 |  | 3 | 30
| Electrical Room And Toilet Passage Wall | 1 | 2 | 5 |  | 2.2 | 22
| Post ICU Room Window Closing Plastring | 1 | 4 | 0.9 |  | 1.8 | 6.48
| Transplant ICU Room Window Closing Plastring | 1 | 4 | 0.9 |  | 1.8 | 6.48
| Future ICU Room Windows Clossing plastring | 1 | 2 | 0.9 |  | 1.8 | 3.24
[7 empty] | 2036.4247 | Sqm
Supply and placing of the reinforced cement concrete M20 grade Nominal Mix as per Technical Specifications-For Lintels in Eighth Floor
| Integration Pannel Room, OT-3,OT-4,OT-1,OT-2, Future praposal -6,TIR Room-1,TIR Room-2,TIR Room-3, Extra Room,CSSD Room,Point Of Care lab | 1 | 9 | 2 | 0.23 | 0.15 | 0.621
| Future Praposal-5, Transplant Room | 1 | 7 | 1.7 | 0.23 | 0.15 | 0.41055
| Anesthesia, Dress Changing Room Toilet Entry,Transplant Room,Toilet Entry | 1 | 6 | 1.4 | 0.23 | 0.15 | 0.2898
| Dress Changing Room,Councling Room,HOD Room, | 1 | 11 | 1.2 | 0.23 | 0.15 | 0.4554
| HOD Toilet room, Toilet Room,CSSD Toilet Room,Utility Room | 1 | 14 | 1 | 0.15 | 0.15 | 0.315
[7 empty] | 2.0918 | Cum
Supply And Fixing of unplasticised polyvinyl Chloride UPVC 3 Track Sliding Windows as per Technical Specifications
| Mot's integration Room | 1 | 1 | 0.911 |  | 1.708 | 1.556
| Mot's integration Room | 1 | 1 | 0.918 |  | 1.708 | 1.5679
| Mot's integration Room | 1 | 1 | 0.902 |  | 1.708 | 1.5406
| Clear Store | 1 | 1 | 0.902 |  | 1.705 | 1.5379
| Clear Store | 1 | 1 | 0.905 |  | 1.7 | 1.5385
| Sterail Room | 1 | 1 | 0.906 |  | 1.7 | 1.5402
| Sterail Room | 1 | 1 | 0.91 |  | 1.705 | 1.5516
| Sterail Room | 1 | 1 | 1.813 |  | 1.696 | 3.0748
| Sterail Room | 1 | 1 | 1.832 |  | 1.701 | 3.1162
| Point Of Care | 1 | 1 | 1.81 |  | 1.693 | 3.0643
| Point Of Care | 1 | 1 | 0.903 |  | 1.698 | 1.5333 | [12 empty] | 82
| Point Of Care | 1 | 1 | 0.9 |  | 1.7 | 1.53
| Point Of Care | 1 | 1 | 0.905 |  | 1.7 | 1.5385
| CSSD Room | 1 | 1 | 0.91 |  | 1.698 | 1.5452
| CSSD Room | 1 | 1 | 0.918 |  | 0.616 | 0.56549
| Dirty Utility | 1 | 1 | 0.904 |  | 1.702 | 1.5386
| Toilets | 1 | 1 | 0.911 |  | 1.707 | 1.5551
| Toilets | 1 | 1 | 0.905 |  | 1.703 | 1.5412
| Counseling Room | 1 | 1 | 0.9 |  | 1.702 | 1.5318
| Duty Nurses Room | 1 | 1 | 0.9 |  | 1.705 | 1.5345
| Doctors Room | 1 | 1 | 0.902 |  | 1.71 | 1.5424
[7 empty] | 36.0442 | Sqm
Supply And Fixing of unplasticised polyvinyl Chloride UPVC Fix Glass Windows as per Technical Specifications
| Opposite to MOT'S Caridor | 1 | 1 | 1.3 |  | 1.682 | 2.1866
| Post ICU | 1 | 1 | 0.903 |  | 1.7 | 1.5351
| Post ICU | 1 | 1 | 0.9 |  | 1.7 | 1.53
| Post ICU | 1 | 1 | 0.908 |  | 1.69 | 1.5345
| Post ICU | 1 | 1 | 0.903 |  | 1.7 | 1.5351
| Toilets | 4 | 1 | 0.9 |  | 0.6 | 2.16
| OT - 1 | 1 | 1 | 0.91 |  | 1.353 | 1.2312
| OT - 1 | 1 | 1 | 0.912 |  | 1.34 | 1.2221
| OT -2 | 1 | 1 | 0.91 |  | 1.345 | 1.224
| OT -2 | 1 | 1 | 0.9 |  | 1.35 | 1.215
| Future Praposal-1 | 1 | 1 | 0.903 |  | 1.3 | 1.1739
| Future Praposal-2 | 1 | 1 | 0.902 |  | 1.366 | 1.2321
| Future Praposal-2 | 1 | 1 | 0.9 |  | 1.388 | 1.2492
| Beside Lab Store Caridor | 1 | 1 | 1.802 |  | 1.687 | 3.04
| Dirty Utility | 1 | 1 | 0.91 |  | 1.7 | 1.547
| Dirty Utility | 1 | 1 | 0.904 |  | 1.698 | 1.535
| BesideDirty Utility Caridor | 1 | 1 | 1.785 |  | 1.706 | 3.0452
| Toilets | 1 | 1 | 1.807 |  | 1.71 | 3.09
| Toilets | 1 | 1 | 1.815 |  | 1.71 | 3.1037
| OT-4 | 1 | 1 | 0.91 |  | 1.357 | 1.2349
| OT - 3 | 1 | 1 | 0.898 |  | 1.351 | 1.2132
| OT - 3 | 1 | 1 | 0.923 |  | 1.356 | 1.2516
| Post ICU | 1 | 1 | 1.512 |  | 1.704 | 2.5764
| Post ICU Beside Caridor | 1 | 1 | 1.514 |  | 1.7 | 2.5738
| Changing Room | 1 | 1 | 0.916 |  | 1.171 | 1.0726
| TIR - 1 | 1 | 1 | 0.91 |  | 1.347 | 1.2258
| TIR - 2 | 1 | 1 | 0.91 |  | 1.357 | 1.2349
| TIR - 3 | 1 | 1 | 0.906 |  | 1.346 | 1.2195
| Transplant ICU | 1 | 1 | 0.9 |  | 1.703 | 1.5327
| Transplant ICU | 1 | 1 | 0.904 |  | 1.706 | 1.5422
| Transplant ICU | 1 | 1 | 0.91 |  | 1.7 | 1.547
| Room | 1 | 1 | 0.903 |  | 1.703 | 1.5378
| Room | 1 | 1 | 0.912 |  | 1.708 | 1.5577
| Room | 1 | 1 | 0.906 |  | 1.705 | 1.5447
[7 empty] | 57.2544 | Sqm
Supply And Fixing of unplasticised polyvinyl Chloride UPVC Fix Glass ventilators as per Technical Specifications
| Wash Area | 1 | 1 | 0.896 |  | 0.594 | 0.53222
| Wash Area | 1 | 1 | 0.904 |  | 0.584 | 0.52794
| Wash Area | 1 | 1 | 0.887 |  | 0.595 | 0.52776
| Lab Store | 1 | 1 | 0.594 |  | 0.607 | 0.36056
| Lab Store | 1 | 1 | 0.89 |  | 0.603 | 0.53667
| Lab Store | 1 | 1 | 0.62 |  | 0.607 | 0.37634
| CSSD Room | 1 | 1 | 0.91 |  | 0.575 | 0.52325
| Toilets | 4 | 1 | 0.9 |  | 0.6 | 2.16
| Surgeons Lounge | 1 | 1 | 0.904 |  | 0.606 | 0.54782
| Surgeons Lounge | 1 | 1 | 0.906 |  | 0.596 | 0.53998
| Surgeons Lounge | 1 | 1 | 0.912 |  | 0.6 | 0.5472
| Anesthesia Toilet | 1 | 1 | 0.915 |  | 0.598 | 0.54717
| HOD Room | 1 | 1 | 0.905 |  | 0.594 | 0.53757
| HOD Room | 1 | 1 | 0.625 |  | 0.618 | 0.38625
| HOD Room | 1 | 1 | 0.6 |  | 0.6 | 0.36
| HOD Room | 1 | 1 | 0.898 |  | 0.668 | 0.59986
| Toilet | 1 | 1 | 0.92 |  | 0.59 | 0.5428
| Changing Room | 4 | 1 | 0.6 |  | 0.6 | 1.44
| Doctors Room | 1 | 1 | 0.6 |  | 0.6 | 0.36
| Passage Toilet | 1 | 1 | 0.915 |  | 0.595 | 0.54443
| Passage Toilet | 1 | 1 | 0.91 |  | 0.61 | 0.5551
| Passage Toilet | 1 | 1 | 0.86 |  | 0.59 | 0.5074
[7 empty] | 13.5603 | Sqm

## MCH 5th Floor
DETAILED MEASUREMENTS
| Name of the work: | [8 empty] | Agency: M/s. Asta Sudha Consortium | [5 empty] | Agt.No:
Date Of Measurement | Discription Of Work etc., | Measurements Upto date | [5 empty] | Rate |  |  | Per | Total Volume |  | Deduct/previous Measurements |  | Since last measurement |  |  | Remarks
|  | No |  | L | B | D | Content | Units | Rs | Ps. |  | Rs. | Ps | P.No. | Qty. | Qty | Value
[17 empty] | Rs. | Ps.
Dismantling,Clearing away and carefully stacking useful materials for re-use and disposal of unserviceable materials with 100m lead as directed by Executive Engineer duly taking actual premeasurements before dismantling including all labour charges etc., complete Brick Masonary
| Prepost operative room Reciption Plotform | 1 | 1 | 2.15 | 0.15 | 0.87 | 0.28058
|  | 1 | 1 | 1.35 | 0.15 | 0.87 | 0.17618
|  | 1 | 3 | 0.52 | 0.15 | 0.87 | 0.20358
| Record Room | 1 | 1 | 2.15 | 0.15 | 0.87 | 0.28058
|  | 1 | 1 | 1.35 | 0.15 | 0.87 | 0.17618
|  | 1 | 3 | 0.52 | 0.15 | 0.87 | 0.20358
| Sperm Collection Room | 1 | 1 | 2.15 | 0.15 | 0.87 | 0.28058
|  | 1 | 1 | 1.35 | 0.15 | 0.87 | 0.17618
|  | 1 | 3 | 0.52 | 0.15 | 0.87 | 0.20358
| Durty Utility Emrology Room Selves | 1 | 2 | 0.6 | 0.15 | 0.75 | 0.135
| Durty Utility And Equioment Room partion Wall | 1 | 1 | 3 | 0.15 | 3.45 | 1.5525
|  | 1 | 1 | 1.97 | 0.15 | 3.45 | 1.0195
|  | 1 | 1 | 0.88 | 0.15 | 3.45 | 0.4554
| Door Deduction | -1 | 1 | 1.32 | 0.15 | 2.1 | -0.4158
| Auto Clave Room Wall | 1 | 1 | 1.5 | 0.23 | 2.1 | 0.7245
| Auto Clave Room Toilet Walls | 1 | 1 | 4.1 | 0.15 | 3.45 | 2.1217
|  | 1 | 1 | 1.2 | 0.15 | 3.45 | 0.621
| Ultra sound to toilet wall Demolition For Door | 1 | 1 | 1.2 | 0.23 | 2.1 | 0.5796
| Emrology Room Wall Demolition For Door | 1 | 1 | 1.5 | 0.23 | 2.1 | 0.7245
| Emrology Room Toilet Wall Demolition | 1 | 1 | 3.15 | 0.15 | 3.45 | 1.6301
|  | 1 | 2 | 1 | 0.15 | 3.45 | 1.035
| OT-1 Wall Demolition For Door | 1 | 1 | 1.5 | 0.23 | 2.1 | 0.7245
| Wall Demolition For 1200mm Wide Carridor | 1 | 1 | 1.5 | 0.23 | 3 | 1.035
| Duty Nurses and Doctors Room Partition Wall | 1 | 1 | 6.485 | 0.23 | 3 | 4.4747
| Nurses Room Toilets Walls | 1 | 1 | 1 | 0.15 | 3.45 | 0.5175
|  | 1 | 1 | 1.2 | 0.15 | 3.45 | 0.621
| Nurses Room Selves Demolition | 1 | 2 | 0.5 | 0.15 | 2.4 | 0.36
| Side lab Soiled linen partion wall Demolition | 1 | 1 | 2.45 | 0.15 | 3.45 | 1.2679
| Auto clave Wall Demolition For Surub | 1 | 1 | 3.7 | 0.23 | 3 | 2.553
| 9" Wall Demolition For 1.2 meters Corridor @ Manifold Room | 1 | 1 | 1.2 | 0.23 | 3 | 0.828
| 9" Wall Demolition For 1.2 meters Corridor @ Dr Changing Room | 1 | 1 | 1.2 | 0.23 | 3 | 0.828
| 9" Wall Demolition @ OT Room For Door | 1 | 1 | 1.5 | 0.23 | 3 | 1.035
| 9" Wall Demolition @ Embrology Lab For Door | 1 | 1 | 1.5 | 0.23 | 3 | 1.035
| 9" Wall Demolition @ Step Down Room For Door | 1 | 1 | 1.5 | 0.23 | 3 | 1.035
| 4" Wall partition Wall Demolition b/w Store Room And Staff Nurse Room | 1 | 1 | 2.2 | 0.15 | 3.45 | 1.1385
| 4" Wall partition Wall Demolition b/w Side lab And Follow up Room | 1 | 1 | 2.45 | 0.15 | 3.45 | 1.2679
| Recive Plotform Demolition @ Step Down Room | 1 | 1 | 2.9 | 0.15 | 0.9 | 0.3915
|  | Total |  |  |  |  | 31.2764 | Cum
Dismantling,Clearing away and carefully stacking useful materials for re-use and disposal of unserviceable materials with 100m lead as directed by Executive Engineer duly taking actual premeasurements before dismantling including all labour charges etc., complete Unreinforced cement concrete uoto 20cm Thick Flooring
| Auto clave Room Toilet Floor Area | 1 | 1 | 3.95 | 2 | 0.15 | 1.185
| Emrology Lab | 1 | 1 | 3.16 | 1.8 | 0.2 | 1.1376
| Duty Doctors Toilet Area | 1 | 1 | 1.8 | 1.2 | 0.2 | 0.432
|  | Total |  |  |  |  | 2.7546 | Cum
Dismantling,Clearing away and carefully stacking useful materials for re-use and disposal of unserviceable materials with 100m lead as directed by Executive Engineer duly taking actual premeasurements before dismantling including all labour charges etc., Wall Cladding Chipping
| Auto clave Room Toilet Outside | 1 | 1 | 4.045 |  | 1.5 | 6.0675
| Inside | 1 | 2 | 2.83 |  | 1.5 | 8.49
|  | 1 | 2 | 1.015 |  | 1.5 | 3.045
|  | 1 | 1 | 1.8 |  | 1.5 | 2.7
| Emrology LaToilet Out Side | 1 | 1 | 4.045 |  | 1.5 | 6.0675
| Inside | 1 | 2 | 2.83 |  | 1.5 | 8.49
|  | 1 | 2 | 1.015 |  | 1.5 | 3.045
|  | 1 | 1 | 1.8 |  | 1.5 | 2.7
| Duty Doctors Toilet Out side | 1 | 1 | 1.7065 |  | 1.5 | 2.5598
| Inside | 1 | 2 | 1.095 |  | 1.5 | 3.285
|  | 1 | 1 | 0.515 |  | 1.5 | 0.7725
|  | Total |  |  |  |  | 47.2223 | Sqm
Dismantling,Clearing away and carefully stacking useful materials for re-use and disposal of unserviceable materials with 100m lead as directed by Executive Engineer duly taking actual premeasurements before dismantling including all labour charges etc., up to 10cm slab Demolition
| 50mm Slab Selves Area | 1 | 4 | 2.15 | 0.6 | 0.05 | 0.258
|  | 1 | 4 | 1.2 | 0.6 | 0.05 | 0.144
| 100mm Reciption Plot Form Slabs | 1 | 4 | 2.15 | 0.6 | 0.1 | 0.516
|  | 1 | 4 | 0.75 | 0.6 | 0.1 | 0.18
|  | Total |  |  |  |  | 1.098 | Cum
Brick masonary In CM (1:6) prop as per Technical Specifications
| Step Down Room Door Replacing Brick Work | 1 | 1 | 1.5 | 0.23 | 2.6 | 0.897
| Record Room 4" Wall | 1 | 1 | 3 | 0.15 | 3.45 | 1.5525
| Door Deduction | -1 | 1 | 1 | 0.15 | 2.1 | -0.315
| Prepost operative room Door Replace Brick Work | 1 | 1 | 1 | 0.23 | 2.6 | 0.598
| 4" Wall Partition Wall b/w Ultra Sound And Autoclave Room | 1 | 1 | 2.18 | 0.1 | 3.45 | 0.7521
| 4" Wall Partition Wall b/w Counciling Room-2 And Counciling Room-1 | 1 | 1 | 2.452 | 0.1 | 3.45 | 0.84594
| Doctors Toilet Room 4" Wall | 1 | 1 | 3.925 | 0.1 | 3.45 | 1.3541
| Door Deduction | -1 | 1 | 0.8 | 0.1 | 2.1 | -0.168
| 4" Wall Partition Wall b/w Carridor and OT Room | 1 | 1 | 6.485 | 0.1 | 3.45 | 2.2373
| 4" Wall Partition Wall b/w OT Rooms | 1 | 1 | 6.485 | 0.1 | 3.45 | 2.2373
| Embryology Lab Door Replacing Brick Work | 1 | 1 | 1.16 | 0.23 | 2.9 | 0.77372
| P.Change Room Wall | 1 | 1 | 2.02 | 0.1 | 3.45 | 0.6969
| Store Room | 1 | 1 | 2.582 | 0.1 | 3.45 | 0.89079
| Door Deduction | -1 | 1 | 1 | 0.1 | 2.1 | -0.21
| Partition Wall b/w Store Room And Blod Collection Room | 1 | 1 | 3.4 | 0.1 | 3.45 | 1.173
| Blod Collection Room Wall | 1 | 1 | 2.582 | 0.1 | 3.45 | 0.89079
| Door Deduction | -1 | 1 | 1 | 0.1 | 3.45 | -0.345
| partition Wall b/w Blod Collection Room And Sperm Collection Room | 1 | 1 | 3.3 | 0.1 | 3.45 | 1.1385
| partition Wall b/w Sperm Collection Room And Toilet Room | 1 | 1 | 3.3 | 0.1 | 3.45 | 1.1385
| Door Deduction | -1 | 1 | 0.8 | 0.1 | 2.1 | -0.168
| Sperm Collection Toilet Wall | 1 | 1 | 2.05 | 0.1 | 3.45 | 0.70725
| Partition Wall b/w Toilet And Cryo Room | 1 | 1 | 1.7 | 0.1 | 3.45 | 0.5865
| Cryo Room Wall | 1 | 1 | 3 | 0.1 | 3.45 | 1.035
| Door Deduction | -1 | 1 | 1 | 0.1 | 2.1 | -0.21
| Manifold Room | 1 | 1 | 3.185 | 0.1 | 3.45 | 1.0988
|  | 1 | 1 | 1.385 | 0.1 | 3 | 0.4155
|  | 1 | 1 | 2.23 | 0.1 | 3.45 | 0.76935
|  | 1 | 1 | 1.33 | 0.1 | 3 | 0.399
| 4" Wall Andrology Lab Scrub Area | 1 | 1 | 2.585 | 0.1 | 3.45 | 0.89183
| OT Toom Window Replacing Brick Work | 1 | 3 | 1.5 | 0.23 | 1.5 | 1.5525
| Toilet Room Window Replacing Brick Work | 1 | 1 | 1.5 | 0.23 | 1.5 | 0.5175
| Embrology Lab Windows Replacing Brick Work | 1 | 3 | 1.5 | 0.23 | 1.5 | 1.5525
|  | Total |  |  |  |  | 25.2863 | Cum
Plastering 20mm Thick in two coats with base coat of 16mm thick in CM(1:6) and Top coat of 4mm thick in CM(1:4) as per Technical Specifications (SS 901,903 & 904) Fifth Floor
| Step Down Room Door Replacing Brick Work | 1 | 2 | 1.5 |  | 2.6 | 7.8
| Door Jam platring | 1 | 1 | 6.7 | 0.23 |  | 1.541
| Store room Wall Plastring | 1 | 2 | 3 |  | 3.45 | 20.7
| Door Jam platring | 1 | 1 | 6.2 | 0.15 |  | 0.93
| Door Deduction | -1 | 2 | 1 |  | 2.6 | -5.2
| Prepost operative room Door Replace Brick Work Plastring | 1 | 2 | 1 |  | 2.6 | 5.2
| 4" Wall Partition Wall b/w Ultra Sound And Autoclave Room | 1 | 2 | 2.18 |  | 3.45 | 15.042
| 4" Wall Partition Wall b/w Counciling Room-2 And Counciling Room-1 | 1 | 2 | 2.452 |  | 3.45 | 16.9188
| Doctors Toilet Room 4" Wall | 1 | 2 | 3.925 |  | 3.45 | 27.0825
| Door Jam platring | 1 | 1 | 5 | 0.15 |  | 0.75
| Door Deduction | -1 | 2 | 0.8 |  | 2.1 | -3.36
| 4" Wall Partition Wall b/w Carridor and OT Room | 1 | 2 | 6.485 |  | 3.45 | 44.7465
| 4" Wall Partition Wall b/w OT Rooms | 1 | 2 | 6.485 |  | 3.45 | 44.7465
| Embryology Lab Door Replacing Brick Work | 1 | 2 | 1.16 |  | 2.9 | 6.728
| P.Change Room Wall | 1 | 2 | 2.02 |  | 3.45 | 13.938
| Store Room Inside plastring | 1 | 1 | 8.464 |  | 3.45 | 29.2008
| Store Room Door Wall out Side | 1 | 1 | 2.585 |  | 3.45 | 8.9183
| Door Jam platring | 1 | 1 | 5.2 | 0.15 |  | 0.78
| Door Deduction | -1 | 2 | 1 |  | 2.1 | -4.2
| Blood Collection And Injection Room Inside | 1 | 1 | 8.464 |  | 3.45 | 29.2008
| Blood Collection Room Door Wall Plastring Outside | 1 | 1 | 2.582 |  | 3.45 | 8.9079
| Door Jam platring | 1 | 1 | 5.2 | 0.15 |  | 0.78
| Door Deduction | -1 | 2 | 2 |  | 2.1 | -8.4
| Sperm Collection Inside | 1 | 1 | 11.33 |  | 3.45 | 39.0885
| Door Jam platring | 1 | 1 | 5.2 | 0.15 |  | 0.78
| Door Deduction | -1 | 2 | 1 |  | 2.1 | -4.2
| Toilet Room Inside plastring | 1 | 1 | 7.3 |  | 3.45 | 25.185
| Door Jam platring | 1 | 1 | 5 | 0.15 |  | 0.75
| Door Deduction | -1 | 2 | 0.8 |  | 2.1 | -3.36
| Cryo Room Inside plastring | 1 | 1 | 9.2 |  | 3.45 | 31.74
| Cryo Room Door Wall Out Side plastring | 1 | 1 | 3 |  | 3.45 | 10.35
| Door Jam platring | 1 | 1 | 5.2 | 0.15 |  | 0.78
| Door Deduction | -1 | 2 | 1 |  | 2.1 | -4.2
| Sperm Collectiom Room And Andrology Lab Partition Wall | 1 | 1 | 1.1 |  | 3.45 | 3.795
| Manifold Room Inside Plastring | 1 | 1 | 3.185 |  | 3.45 | 10.9883
|  | 1 | 1 | 2.13 |  | 3.45 | 7.3485
|  | 1 | 1 | 2.385 |  | 3 | 7.155
|  | 1 | 1 | 1.33 |  | 3 | 3.99
| Door Jam platring | 1 | 1 | 5.2 | 0.15 |  | 0.78
| Door Deduction | -1 | 2 | 1 |  | 2.1 | -4.2
| Andrology Lab Wall Plastring Scrub Area | 1 | 2 | 4.085 |  | 3.45 | 28.1865
| Door Jam platring | 1 | 1 | 5.7 | 0.15 |  | 0.855
| Door Deduction | -1 | 2 | 1.5 |  | 2.1 | -6.3
| OT Toom Window Replacing Brick Work | 3 | 2 | 1.5 |  | 1.5 | 13.5
| Toilet Room Window Replacing Brick Work | 1 | 2 | 1.5 |  | 1.5 | 4.5
| Embrology Lab Windows Replacing Brick Work | 3 | 2 | 1.5 |  | 1.5 | 13.5
[7 empty] | 443.7628 | Sqm

## Petlaburz
DETAILED MEASUREMENTS
| Name of the work: | [8 empty] | Agency: M/s. Asta Sudha Consortium | [5 empty] | Agt.No:
Date Of Measurement | Discription Of Work etc., | Measurements Upto date | [5 empty] | Rate |  |  | Per | Total Volume |  | Deduct/previous Measurements |  | Since last measurement |  |  | Remarks
|  | No |  | L | B | D | Content | Units | Rs | Ps. |  | Rs. | Ps | P.No. | Qty. | Qty | Value
[17 empty] | Rs. | Ps.
Dismantling,Clearing away and carefully stacking useful materials for re-use and disposal of unserviceable materials with 100m lead as directed by Executive Engineer duly taking actual premeasurements before dismantling including all labour charges etc., complete Brick Masonary
| Doctors Room Wall Demolition For Door | 1 | 1 | 1.2 | 0.23 | 2.7 | 0.7452
| Ward Room Wall Demolition For Door | 1 | 1 | 1.6 | 0.23 | 2.7 | 0.9936
| Corridor Supporting Wall Of Door (Access Control Wall) | 1 | 2 | 0.3 | 0.23 | 2.65 | 0.3657
|  | 1 | 2 | 0.6 | 0.23 | 2.65 | 0.7314
| Room 1 Wall Demolition Toilets | 1 | 1 | 1.3 | 0.1 | 2.1 | 0.273
| Examinition Room Main Wall | 1 | 1 | 6.45 | 0.1 | 3.45 | 2.2253
| Store Room Corner Wall | 1 | 1 | 3.4 | 0.1 | 3.45 | 1.173
| Door Deduction | -1 | 1 | 1 | 0.1 | 2.7 | -0.27
| Main Wall | 1 | 1 | 6 | 0.23 | 3 | 4.14
| Door Deduction | -1 | 1 | 0.9 | 0.23 | 2.1 | -0.4347
| Corridor Supporting Wall Of Door (Access Control Wall) | 1 | 1 | 0.6 | 0.23 | 2.65 | 0.3657
| Auto Clave Room Cross Wall | 1 | 1 | 3.4 | 0.1 | 3.45 | 1.173
| Door Deduction | -1 | 1 | 1 | 0.1 | 2.7 | -0.27
| Main Wall | 1 | 1 | 6 | 0.23 | 3 | 4.14
| Door Deduction | -1 | 1 | 0.9 | 0.23 | 2.1 | -0.4347
14.9165

## Sheet2 (hidden)
DETAILED MEASUREMENTS
| Name of the work: | [8 empty] | Agency: M/s. Asta Sudha Consortium | [5 empty] | Agt.No:
Date Of Measurement | Discription Of Work etc., | Measurements Upto date | [5 empty] | Rate |  |  | Per | Total Volume |  | Deduct/previous Measurements |  | Since last measurement |  |  | Remarks
|  | No |  | L | B | D | Content | Units | Rs | Ps. |  | Rs. | Ps | P.No. | Qty. | Qty | Value
[17 empty] | Rs. | Ps.
Dismantling,Clearing away and carefully stacking useful materials for re-use and disposal of unserviceable materials with 100m lead as directed by Executive Engineer duly taking actual premeasurements before dismantling including all labour charges etc., complete Brick Masonary
| Control Pannel Room Brick Work Demolition Room 58 | 1 | 1 | 5.78 | 0.15 | 3.305 | 2.8654
| Self Brick Work Dismantling | 1 | 3 | 0.55 | 0.15 | 2.1 | 0.51975
| Brick Jally | 1 | 1 | 2.8 | 0.55 | 0.1 | 0.154
| Brick Work Dismantling | 1 | 1 | 2.77 | 0.23 | 3 | 1.9113
| Deduct Window | -1 | 2 | 0.9 | 0.23 | 1.7 | -0.7038
| Deduct Door | -1 | 1 | 1.2 | 0.23 | 2.6 | -0.7176
| Brick Work Dismantling | 1 | 1 | 4.52 | 0.1 | 3 | 1.356
|  | 1 | 1 | 2.8 | 0.23 | 3 | 1.932
| Deduct Window | -1 | 2 | 0.9 | 0.23 | 1.7 | -0.7038
| Deduct Door | -1 | 1 | 1 | 0.23 | 2.6 | -0.598
| Brick Work Supports | 1 | 7 | 0.65 | 0.1 | 0.75 | 0.34125
| Brick Jally | 1 | 1 | 5.71 | 0.63 | 0.1 | 0.35973
| Brick Work Demolition | 1 | 3 | 0.45 | 0.1 | 2.1 | 0.2835
| Brick Work Jally | 1 | 1 | 2.3 | 0.45 | 0.1 | 0.1035
| Brick Work Demolition | 1 | 1 | 3.9 | 0.23 | 3 | 2.691
| Deduct Window | -1 | 1 | 0.9 | 0.23 | 1.7 | -0.3519
| Deduct Door | -1 | 1 | 0.9 | 0.23 | 2.6 | -0.5382
| Door Remove | -1 | 3 | 0.9 | 0.23 | 2.6 | -1.6146
| Post OP ICU (59,60,61)Brick Work Demolition | 1 | 1 | 5.65 | 0.1 | 3 | 1.695
| Brick Work Supports | 1 | 3 | 0.45 | 0.1 | 2.1 | 0.2835
| Brick Jally | 1 | 1 | 2.3 | 0.45 | 0.1 | 0.1035
| Brick Work Demolition | 1 | 1 | 5.75 | 0.1 | 3 | 1.725
| Door Remove | 1 | 1 | 1 | 0.1 | 2.6 | 0.26
| Brick Work Supports | 1 | 3 | 0.45 | 0.1 | 2.1 | 0.2835
| Brick Jally | 1 | 1 | 2.3 | 0.45 | 0.1 | 0.1035
| Brick Work Supports | 1 | 3 | 0.45 | 0.1 | 2.1 | 0.2835
| Brick Jally | 1 | 1 | 2.3 | 0.45 | 0.1 | 0.1035
Room 4,5,6,7 OT-1 Brick demolition
| Brick Work Supports | 1 | 1 | 0.4 | 0.1 | 2.1 | 0.084
| Brick Work Demolition Supports | 1 | 2 | 0.4 | 0.1 | 2.1 | 0.168
| Platform -Rcc | 1 | 3 | 1.14 | 0.4 | 0.025 | 0.0342
| Brick Work Jally | 1 | 1 | 1.1 | 0.4 | 0.1 | 0.044
| Toilet Wall L- Shape | 1 | 1 | 3.3 | 0.1 | 3.4 | 1.122
| Toilet Brick Work | 1 | 1 | 1.7 | 1.55 | 0.23 | 0.60605
| Brick Dismantling | 1 | 1 | 5.7 | 0.1 | 3 | 1.71
| Toilet Wall Dismantling | 1 | 1 | 3.05 | 0.1 | 3.4 | 1.037
| Deduct Doors And Ventilators | -1 | 1 | 0.8 | 0.1 | 2.1 | -0.168
| Brick Work Jally | 1 | 1 | 1.1 | 0.4 | 0.1 | 0.044
| Brick Dismantling | 1 | 1 | 0.4 | 0.1 | 2.1 | 0.084
| Brick Dismantling | 1 | 1 | 0.4 | 0.1 | 2.1 | 0.084
| Brick Dismantling | 1 | 1 | 2.65 | 0.23 | 3 | 1.8285
| Deduct Door | -1 | 1 | 1.2 | 0.23 | 2.6 | -0.7176
| Deduct Window | -1 | 1 | 0.9 | 0.23 | 1.7 | -0.3519
| Brick Work Jally | 1 | 1 | 1.1 | 0.4 | 0.1 | 0.044
| Brick Dismantling | 1 | 1 | 0.4 | 0.1 | 2.1 | 0.084
| Brick wall Dismantling | 1 | 1 | 5.7 | 0.1 | 3 | 1.71
| Brick Work Jally | 1 | 1 | 1.1 | 0.4 | 0.1 | 0.044
| Brick Dismantling | 1 | 1 | 0.4 | 0.1 | 2.1 | 0.084
| Toilet Wall Dismantling | 1 | 1 | 3.3 | 0.1 | 3.4 | 1.122
| Room-3 OT-3 Brick Wall Dismantling | 1 | 1 | 3.1 | 0.1 | 3.4 | 1.054
| Brick wall Dismantling | 1 | 1 | 5.75 | 0.1 | 3 | 1.725
| Platform -Rcc | 1 | 1 | 2.24 | 0.65 | 0.025 | 0.0364
| Brick Work Supports | 1 | 2 | 0.45 | 0.1 | 2.1 | 0.189
| Toilet Walls | 1 | 1 | 3.3 | 0.1 | 3.4 | 1.122
| Door Deduction | -1 | 1 | 0.8 | 0.1 | 2.1 | -0.168
| Brick Work Supports | 1 | 3 | 0.4 | 0.1 | 2.1 | 0.252
| Toilet Wall Dismantling | 1 | 1 | 3.3 | 0.1 | 3.4 | 1.122
| Door Deduction | -1 | 1 | 0.8 | 0.1 | 2.1 | -0.168
| Brick wall Dismantling | 1 | 1 | 5.75 | 0.1 | 3 | 1.725
| Bric Wall Support | 1 | 2 | 0.4 | 0.1 | 2.1 | 0.168
| Platform -Rcc | 1 | 3 | 0.4 | 0.1 | 0.025 | 0.003
| Brick Wall Supporting | 1 | 1 | 0.4 | 0.1 | 2.1 | 0.084
| Toilet Wall Dismantling | 1 | 1 | 3.3 | 0.1 | 3.4 | 1.122
| Door Deduction | -1 | 1 | 0.8 | 0.1 | 2.1 | -0.168
| Carridor Area OT-5 | 1 | 1 | 5.23 | 0.1 | 3 | 1.569
| Deduct Window | -1 | 1 | 0.9 | 0.1 | 1.7 | -0.153
| Toilet Wall Dismantling | 1 | 1 | 3.05 | 0.1 | 3.4 | 1.037
|  | 1 | 1 | 2.45 | 0.1 | 3.4 | 0.833
| Door Deduction | 1 | 1 | 0.8 | 0.1 | 2.1 | 0.168
| internal Toilets Wall | 1 | 1 | 2.1 | 0.1 | 3.4 | 0.714
| Door Deduction | -1 | 2 | 0.8 | 0.1 | 2.1 | -0.336
| Wall Dismateling | 1 | 1 | 1.2 | 0.1 | 3.4 | 0.408
| Point Of care Lab Room-3 Brick wall Dismanteling | 1 | 1 | 5.65 | 0.1 | 3 | 1.695
| Toilet Wall Dismantling | 1 | 3 | 1.44 | 0.1 | 2.77 | 1.1966
|  | 1 | 1 | 5.75 | 0.1 | 2.27 | 1.3053
| Door Deduction | -1 | 4 | 0.8 | 0.1 | 2.1 | -0.672
|  | 1 | 3 | 1.2 | 0.4 | 0.025 | 0.036
| Brick Wall Supporting | 1 | 2 | 0.4 | 0.1 | 2.1 | 0.168
|  | 1 | 1 | 0.4 | 0.1 | 2.1 | 0.084
| Toilet Wall Dismanteling | 1 | 1 | 2.5 | 0.1 | 3.4 | 0.85
|  | 1 | 1 | 1.35 | 0.1 | 3.4 | 0.459
| Wall Dismanteling | 1 | 1 | 5 | 0.1 | 3.4 | 1.7
| Door Deduction | -1 | 1 | 0.8 | 0.1 | 2.1 | -0.168
| Room -22 Wall Dismanteling | 1 | 1 | 4 | 0.23 | 3 | 2.76
| Deduction Door | -1 | 1 | 1.2 | 0.23 | 2.6 | -0.7176
| Window Deduction | 1 | 1 | 0.9 | 0.23 | 1.7 | 0.3519
| Platform -Rcc | 2 | 3 | 1.1 | 0.4 | 0.025 | 0.066
| Brick Wall Supporting | 1 | 2 | 0.4 | 0.1 | 2.1 | 0.168
| Toilet Walls Dimsmanteling | 1 | 1 | 1.5 | 0.1 | 3.4 | 0.51
|  | 1 | 1 | 1.35 | 0.1 | 3.4 | 0.459
| Door Deduction | 1 | 1 | 0.8 | 0.1 | 2.1 | 0.168
| Brick Wall Supporting | 1 | 3 | 0.75 | 0.1 | 0.75 | 0.16875
| Brick Wall Jally | 1 | 1 | 6.55 | 0.75 | 0.1 | 0.49125
|  | 1 | 1 | 1.4 | 0.75 | 0.1 | 0.105
| Wall Dismanteling | 1 | 1 | 5.2 | 0.23 | 3 | 3.588
| Door Deduction | -1 | 1 | 1.2 | 0.23 | 2.6 | -0.7176
| Deduct Ventelators | -1 | 1 | 1.2 | 0.23 | 0.6 | -0.1656
| Wall Dismanteling | 1 | 1 | 2.8 | 0.23 | 3 | 1.932
| Deduct Window | -1 | 2 | 0.9 | 0.23 | 1.7 | -0.7038
| Brick wall Dismantling | 1 | 4 | 0.4 | 0.1 | 0.4 | 0.064
| Scrub Area Dismanteling | 1 | 1 | 4.4 | 0.05 | 0.5 | 0.11
|  | 1 | 2 | 0.4 | 0.05 | 0.5 | 0.02
| TIR Room Dining Hall Scrub Dismanteling | 1 | 1 | 2.57 | 0.4 | 0.05 | 0.0514
|  | 1 | 1 | 0.4 | 0.5 | 0.05 | 0.01
| Brick Wall Supporting | 1 | 3 | 0.4 | 0.1 | 0.5 | 0.06
Cement Concrete Flooring M20 Grade
| Platform -Rcc | 1 | 5 | 2.5 | 0.025 | 0.55 | 0.17188
|  | 1 | 1 | 2.8 | 0.05 | 0.55 | 0.077
| Platform -Rcc | 1 | 2 | 5.75 | 0.65 | 0.025 | 0.18688
| Platform -Rcc | 1 | 3 | 2.3 | 0.45 | 0.025 | 0.077625
| Platform -Rcc | 1 | 3 | 2.3 | 0.45 | 0.025 | 0.077625
| Platform -Rcc | 1 | 3 | 2.3 | 0.45 | 0.025 | 0.077625
| Platform -Rcc | 1 | 3 | 2.3 | 0.45 | 0.025 | 0.077625
| Platform -Rcc | 1 | 3 | 1.1 | 0.4 | 0.025 | 0.033
| Self Platform -Rcc | 1 | 3 | 1.1 | 0.4 | 0.025 | 0.033
| Platform -Rcc | 1 | 1 | 1.1 | 0.4 | 0.025 | 0.011
|  | 1 | 1 | 1.1 | 0.4 | 0.1 | 0.044
| Self Platform -Rcc OT-2 | 1 | 3 | 1.1 | 0.4 | 0.025 | 0.033
| Platform -Rcc | 1 | 1 | 1.1 | 0.4 | 0.025 | 0.011
|  | 1 | 1 | 1.1 | 0.4 | 0.1 | 0.044
| Self Platform -Rcc | 1 | 3 | 1.1 | 0.4 | 0.025 | 0.033
| Platform -Rcc | 1 | 1 | 1.1 | 0.4 | 0.025 | 0.011
|  | 1 | 1 | 1.1 | 0.4 | 0.1 | 0.044
| Room-2 OT-4 Platform Rcc | 1 | 3 | 1.1 | 0.4 | 0.025 | 0.033
| Platform -Rcc | 1 | 3 | 1.14 | 0.4 | 0.025 | 0.0342
| Room-1 OT-4 platform -Rcc | 1 | 3 | 1.1 | 0.4 | 0.025 | 0.033
| Room-21 CSSD platform RCC | 1 | 3 | 1.2 | 0.4 | 0.025 | 0.036
| Transpalent ICU Platform Rcc | 1 | 2 | 6.55 | 0.75 | 0.025 | 0.24563
|  | 1 | 2 | 1.4 | 0.75 | 0.025 | 0.0525
1.4776
Dismantling,Clearing away and carefully stacking useful materials for re-use and disposal of unserviceable materials with 100m lead as directed by Executive Engineer duly taking actual premeasurements before dismantling including all labour charges etc., complete Unreinforced cement concrete uoto 20cm Thick Flooring
| Toilets Flooring Dismanteling | 1 | 1 | 4.55 | 0.15 | 5.75 | 3.9244
Removeing Of Doors With Frames,Windows With Frames, ventilators, Iron Grills
| Window Remove | 1 | 3 | 0.9 |  | 1.7 | WR
| Door Remove | 1 | 1 | 1 |  | 2.6 | DR
| Window Remove | 1 | 3 | 0.9 |  | 1.7 | WR
| Door Remove | 1 | 1 | 1.2 |  | 2.6 | DR
| Window Remove | 1 | 3 | 0.9 |  | 1.7 | WR
| Toilets Door Remove | 1 | 4 | 0.8 |  | 2.1 | DR
| Window Remove | 1 | 3 | 0.9 |  | 1.7 | WR
| Ventilators Remove | 1 | 1 | 0.9 |  | 0.6 | VR
| Window Remove | 1 | 2 | 0.9 |  | 1.7 | WR
| Door Remove | 1 | 1 | 1.2 |  | 2.6 | DR
| Window Remove | 1 | 2 | 0.9 |  | 1.7 | WR
| Door Remove | 1 | 1 | 1.2 |  | 2.6 | DR
| Window Remove | 1 | 2 | 0.9 |  | 1.7 | WR
| Door Remove | 1 | 1 | 1.2 |  | 2.6 | DR
| Door Remove | 1 | 1 | 0.8 |  | 2.1 | DR
| Ventilators Remove | 1 | 1 | 0.9 |  | 0.6 | VR
| Window Remove | 1 | 3 | 0.9 |  | 1.7 | WR
| Door Remove | 1 | 2 | 1.2 |  | 2.6 | DR
| Door Remove | 1 | 1 | 0.8 |  | 2.1 | DR
| Window Remove | 1 | 2 | 0.9 |  | 1.7 | WR
| Door Remove | 1 | 1 | 1.2 |  | 2.6 | DR
| Window Remove | 1 | 2 | 0.9 |  | 1.7 | WR
| Door Remove | 1 | 1 | 1.2 |  | 2.6 | DR
| Window Remove | 1 | 2 | 0.9 |  | 1.7 | WR
| Door Remove | 1 | 1 | 1.2 |  | 2.1 | DR
| Window Remove | 1 | 3 | 0.9 |  | 1.7 | WR
| Ventilators Remove | 1 | 2 | 0.9 |  | 0.6 | VR
| Door Remove | 1 | 3 | 0.8 |  | 2.1 | DR
| Window Remove | 1 | 10 | 0.9 |  | 1.7 | WR
| Grill Remove | 1 | 4 | 0.9 |  | 1.7 | GR
| Door Remove | 1 | 1 | 1.2 |  | 2.6 | DR
| Carridor Window Reemove | 1 | 2 | 0.9 |  | 1.7 | WR
| Store Room Sterile room -4 Window Remove | 1 | 4 | 0.9 |  | 1.7 | WR
| Window Remove | 1 | 2 | 1.8 |  | 1.7 | WR
| Door Remove | 1 | 1 | 1 |  | 2.6 | DR
| Window Remove | 1 | 1 | 1.3 |  | 1.7 | WR
| Door Remove | 1 | 1 | 1 |  | 2.6 | DR
| Window Remove | 1 | 4 | 0.9 |  | 1.7 | WR
| Grill Remove | 1 | 3 | 0.9 |  | 1.7 | GR
| Door Remove | 1 | 1 | 1.2 |  | 2.6 | DR
| Ventilators Remove | 1 | 6 | 0.9 |  | 0.6 | VR
| Door Remove | 1 | 4 | 0.8 |  | 2.1 | DR
| Door Remove | 1 | 1 | 0.8 |  | 2.1 | DR
| Window Remove | 1 | 2 | 0.9 |  | 1.7 | WR
| Grill Remove | 1 | 1 | 0.9 |  | 1.7 | GR
| Door Remove | 1 | 1 | 1.2 |  | 2.6 | DR
| Door Remove | 1 | 1 | 1.2 |  | 2.6 | DR
| Cup Board Remove | 1 | 2 |  |  |  | CR
| Window Remove | 1 | 4 | 0.9 |  | 1.7 | WR
| Grill Remove | 1 | 3 | 0.9 |  | 1.7 | GR
| Ventilators Remove | 1 | 1 | 0.9 |  | 0.6 | VR
| Window Remove | 1 | 13 | 0.9 |  | 1.7 | WR
| Ventilators Remove | 1 | 3 | 0.9 |  | 0.6 | VR
| Carridor Window Reemove | 1 | 2 | 0.9 |  | 1.7 | WR
| Door Remove | 1 | 1 | 1.2 |  | 2.6 | DR
| Ventilators Remove | 1 | 1 | 1.2 |  | 0.6 | VR
| Window Remove | 1 | 11 | 0.9 |  | 1.7 | WR
| Grill Remove | 1 | 11 | 0.9 |  | 1.7 | GR
| Ventilators Remove | 1 | 2 | 0.9 |  | 0.6 | VR
| Dutynurses,Counciling,HOD Room ,Changing Room Window Remove | 1 | 9 | 0.9 |  | 1.7 | WR
| Ventilators Remove | 1 | 2 | 0.9 |  | 0.6 | VR
| Window Remove | 1 | 20 | 0.9 |  | 1.7 | WR
| Door Remove | 1 | 2 | 1.2 |  | 2.6 | DR
| Ventilators Remove | 1 | 4 | 0.9 |  | 0.6 | VR
| Cup Board Remove | 1 | 1 | 2.8 | 2.1
| Toilets Door Remove | 1 | 1 | 0.9 |  | 2.6 | 0
| Door Remove | 1 | 1 | 1.2 |  | 2.6 | 0

## Sheet4 (hidden)
1.5 | 2.6 | 3.9 | 3 | 3.45 | 1 | 1 | 10.35
1 | 2.6 | 2.6 | 1 | 2.1 | -1 | 1 | -2.1
1.16 | 2.9 | 3.364 | 2.18 | 3.45 | 1 | 1 | 7.521
1.5 | 1.5 | 2.25 | 2.452 | 3.45 | 1 | 1 | 8.4594
1.5 | 1.5 | 2.25 | 3.925 | 3.45 | 1 | 1 | 13.5412
1.5 | 1.5 | 2.25 | 0.8 | 2.1 | -1 | 1 | -1.68
|  | 16.614 | 6.485 | 3.45 | 1 | 1 | 22.3733
|  | 178.7666 | 6.485 | 3.45 | 1 | 1 | 22.3733
|  | 65.2334 | 2.02 | 3.45 | 1 | 1 | 6.969
|  |  | 2.582 | 3.45 | 1 | 1 | 8.9079
|  |  | 1 | 2.1 | -1 | 1 | -2.1
|  |  | 3.4 | 3.45 | 1 | 1 | 11.73
|  |  | 2.582 | 3.45 | 1 | 1 | 8.9079
|  |  | 1 | 3.45 | -1 | 1 | -3.45
|  |  | 3.3 | 3.45 | 1 | 1 | 11.385
|  |  | 3.3 | 3.45 | 1 | 1 | 11.385
|  |  | 0.8 | 2.1 | -1 | 1 | -1.68
|  |  | 2.05 | 3.45 | 1 | 1 | 7.0725
|  |  | 1.7 | 3.45 | 1 | 1 | 5.865
|  |  | 3 | 3.45 | 1 | 1 | 10.35
|  |  | 1 | 2.1 | -1 | 1 | -2.1
|  |  | 3.185 | 3.45 | 1 | 1 | 10.9883
|  |  | 1.385 | 3 | 1 | 1 | 4.155
|  |  | 2.23 | 3.45 | 1 | 1 | 7.6935
|  |  | 1.33 | 3 | 1 | 1 | 3.99
|  |  | 2.585 | 3.45 | 1 | 1 | 8.9183
189.8254
2042.5218
245.8582

## Sheet5 (hidden)
S.No | Discription | No |  | L | H | Qty
1 | 4" Walls
| Store Room Wall | 1 | 1 | 2.92 | 3.5 | 10.22
| Door Deduction | -1 | 1 | 1.5 | 2.65 | -3.975
| Pre and post Room toilet Wall | 1 | 1 | 2.12 | 2.2 | 4.664
| Door Deduction | -1 | 1 | 0.8 | 2.2 | -1.76
| Ultra Sound Room Door Closing | 1 | 1 | 1 | 2.2 | 2.2
| Counceling Room 1&2 Partition Wall | 1 | 1 | 2.4 | 3.5 | 8.4
| Counciling Room Door Closing | 1 | 1 | 1 | 2.2 | 2.2
| OT Room Partition Walls | 1 | 2 | 6.3 | 3.5 | 44.1
| Doctors Toilet | 1 | 1 | 4.6 | 3.5 | 16.1
| Door Deduction | -1 | 1 | 1 | 2.2 | -2.2
| Cahnging Room | 1 | 1 | 2.31 | 3.5 | 8.085
| Beam Deduction | -1 | 1 | 0.5 | 0.4 | -0.2
| Store Room And Blood Collection Room And Sperm Collection Room Wall | 1 | 1 | 8.6 | 3.5 | 30.1
| Door Deduction | -1 | 3 | 1 | 2.2 | -6.6
| Beam Deduction | -1 | 1 | 0.5 | 0.4 | -0.2
|  | -1 | 1 | 0.4 | 0.23 | -0.092
| Store Room And Blood Collection Room Partiton Wall | 1 | 2 | 3.3 | 2.4 | 15.84
| manifold Room | 1 | 1 | 4 | 3 | 12
|  | 1 | 1 | 3.2 | 3.5 | 11.2
| Door Deduction | -1 | 1 | 1 | 2.3 | -2.3
| Ventilators Deduction | -1 | 1 | 0.6 | 0.6 | -0.36
| Hole Pass wall | 1 | 1 | 2.14 | 3.5 | 7.49
| Sperm Collectio Toilet Walls | 1 | 1 | 1.1 | 3.5 | 3.85
|  | 1 | 1 | 1.6 | 3 | 4.8
| Cryo Room | 1 | 1 | 2.9 | 3.5 | 10.15
| Door Deduction | -1 | 1 | 1 | 2.3 | -2.3
| Scurb Wall | 1 | 1 | 3.5 | 3.5 | 12.25
| Door Deduction | -1 | 1 | 1.5 | 2.6 | -3.9
[5 empty] | Sqm | 179.762
[5 empty] | Sft | 1934.2391
2 | 9" Walls
| Entry Carridar Access Control Walls | 1 | 2 | 2.9 | 2.95 | 17.11
| Door Deduction | -1 | 2 | 1.5 | 2.65 | -7.95
| Pre And Post Operative Door Clossing | 1 | 1 | 1 | 2.6 | 2.6
| Counciling Room to Store Room Door Clossing | 1 | 1 | 1.3 | 2.2 | 2.86
| Window Clossing | 1 | 3 | 1.5 | 1.8 | 8.1
| Ventilators Deduction | -1 | 1 | 0.6 | 0.6 | -0.36
| Embrology Lab Door Clossing | 1 | 1 | 1.1 | 3 | 3.3
| Step Down Room Door Clossing | 1 | 1 | 1.5 | 2.6 | 3.9
[5 empty] | Sqm | 29.56
[5 empty] | Sft | 318.0656
3 | Plastring
| Step Down Room Door Plastring | 1 | 1 | 1.5 | 2.6 | 3.9
| Door Sides plastring | 1 | 4 | 0.23 | 5.2 | 4.784
[5 empty] | Sqm | 8.684
[5 empty] | Sft | 93.4398

## sotc 8th floor qty
DETAILED MEASUREMENTS
| Name of the work: Design,Fabrication,Installation and Commissioning on Turnkeybasis the work of "Establishment of State Organ Transplant Centre" in the 8th Floor,SW-Block of Gandhi Hospital,Secunderanad | [8 empty] | Agency: M/s. Asta Sudha Consortium | [5 empty] | Agt.No:3a/TSMIDC/Spl.Proj/2022-23,dt:05:08:2022
Date Of Measurement | Discription Of Work etc., | Measurements Up to date | [5 empty] | Rate |  |  | Per | Total Volume |  | Deduct/previous Measurements |  | Since last measurement |  |  | Remarks
|  | No |  | L | B | D | Content | Units | Rs | Ps. |  | Rs. | Ps | P.No. | Qty. | Qty | Value
[17 empty] | Rs. | Ps.
Dismantling,Clearing away and carefully stacking useful materials for re-use and disposal of unserviceable materials with 100m lead as directed by Executive Engineer duly taking actual premeasurements before dismantling including all labour charges etc., complete Brick Masonary
| Mot's integration Room | 1 | 1 | 4.48 | 0.15 | 3 | 2.016
|  | 1 | 1 | 5.76 | 0.15 | 3.4 | 2.9376
| Self Walls | 3 | 3 | 0.45 | 0.15 | 2.1 | 1.2757
| Self Walls | 1 | 8 | 0.68 | 0.15 | 2.1 | 1.7136
| Wall Demolition For Door | 1 | 1 | 2.03 | 0.23 | 2.6 | 1.2139
| Deduct Door D3 | -1 | 1 | 0.9 | 0.23 | 2.6 | -0.5382
| Wall Demolition For Door | 1 | 1 | 4.3 | 0.23 | 2.6 | 2.5714
| Deduct Door D3 | -1 | 1 | 0.9 | 0.23 | 2.6 | -0.5382
| Post ICU Room 4" Wall Partition Wall | 1 | 3 | 5.75 | 0.15 | 3 | 7.7625
| Self Wall Demolition | 1 | 4 | 0.45 | 0.15 | 2.1 | 0.567
| Wall Demolition For Door | 1 | 1 | 2.03 | 0.23 | 2.6 | 1.2139
| Deduct Door D3 | -1 | 1 | 0.9 | 0.23 | 2.6 | -0.5382
| Self Wall Demolitions In OT'S | 3 | 7 | 0.45 | 0.15 | 2.2 | 3.1185
|  | 2 | 3 | 0.45 | 0.15 | 2.1 | 0.8505
| OT 5,6 | 2 | 4 | 0.45 | 0.15 | 2.1 | 1.134
|  | 1 | 3 | 0.45 | 0.15 | 2.1 | 0.42525
| Self Demolition In CSSD And Dirty Utility Room | 2 | 2 | 0.45 | 0.15 | 2.1 | 0.567
|  | 2 | 3 | 0.45 | 0.15 | 2.1 | 0.8505
| OT-3 9" Wall Demolition for door | 1 | 1 | 2.55 | 0.23 | 2.62 | 1.5366
| OT-3 Room 4" PartitionWall Demolition | 1 | 1 | 5.47 | 0.15 | 3.1 | 2.5435
| OT-3 Room 4" Toilet Wall Demolition | 1 | 1 | 2.4 | 0.15 | 3.4 | 1.224
| OT-3 Toilet Walls Demolition | 1 | 1 | 2.5 | 0.15 | 3.4 | 1.275
| OT-4 Toilet Walls | 1 | 1 | 2.5 | 0.15 | 3.4 | 1.275
| 4" Wall Partition Wall Demolition | 1 | 1 | 5.7 | 0.15 | 3.1 | 2.6505
| OT-4 9" Wall Demolition for door | 1 | 1 | 2.72 | 0.23 | 2.6 | 1.6266
| 9" Wall Demolition OT-1 for door | 1 | 1 | 2.7 | 0.23 | 2.6 | 1.6146
| 4" Wall Demolition Partion Wall | 1 | 1 | 5.65 | 0.15 | 3.1 | 2.6273
| 4" Wall Toilet Wall Demolition OT-1 | 1 | 2 | 2.5 | 0.15 | 3.4 | 2.55
| 4" Wall Partition Wall Demolition OT-1 to Ot-2 | 1 | 1 | 2.25 | 0.15 | 2.6 | 0.8775
| 4" Wall Partition Wall Demolition OT-2 | 1 | 1 | 5.65 | 0.15 | 3.1 | 2.6273
| 4" Wall Toilet Wall Demolition OT-2 | 1 | 2 | 2.5 | 0.15 | 3.4 | 2.55
| OT - 2 9" Wall Demolition For door | 1 | 1 | 1.25 | 0.23 | 2.6 | 0.7475
| Future Praposal Room 9" Wall Partition Wall Demolition | 1 | 1 | 5.21 | 0.23 | 3.1 | 3.7147
| 4" Wall Toilet Room Wall Demolition Future Praposal Room | 1 | 1 | 2.8 | 0.15 | 1.3 | 0.546
| 4" Wall Toilet Room Wall Demolition Future Praposal Room | 1 | 1 | 2.6 | 0.15 | 1.3 | 0.507
| 9" Wall Demolition For Door Future Praposal Room -6 | 1 | 1 | 2.35 | 0.23 | 2.6 | 1.4053
| Sergeons Room 9" Wall Demolition | 1 | 1 | 1.75 | 0.23 | 2.6 | 1.0465
| Anesthsia Room 9" Wall Demolition | 1 | 1 | 2.6 | 0.23 | 2.6 | 1.5548
| TIR Room-1 9" Wall Demolition | 1 | 1 | 2.8 | 0.23 | 2.6 | 1.6744
| TIR Room-2 9" Wall Demolition | 1 | 1 | 5.25 | 0.23 | 3.1 | 3.7433
| TIR Room -3 9" Wall Demolition | 1 | 1 | 2.4 | 0.23 | 2.6 | 1.4352
| Doctors Room 9" Wall Demolition | 1 | 1 | 3.78 | 0.23 | 2.6 | 2.2604
| 4" Wall Partition Wall Demolition | 1 | 1 | 3.36 | 0.15 | 3.4 | 1.7136
| 4" Wall Partition Wall Demolition | 1 | 1 | 2.7 | 0.15 | 3.4 | 1.377
| 4" Wall Partition Wall Demolition | 1 | 1 | 1.5 | 0.15 | 3.4 | 0.765
| Dress Changing Room 9" Wall Demolition | 1 | 1 | 1.65 | 0.23 | 2.6 | 0.9867
| Changing And Duty NursesRoom 9" Wall Demolition For Door | 1 | 1 | 2.9 | 0.23 | 2.6 | 1.7342
| Counseling Room 9" Wall Demolition For Door | 1 | 1 | 2.2 | 0.23 | 2.6 | 1.3156
| HOD Room 9" Wall Demolition | 1 | 1 | 1.4 | 0.23 | 3.1 | 0.9982
| 9" Wall Demolition At Toilets Entry | 1 | 1 | 2.84 | 0.23 | 3.1 | 2.0249
| Toilet Room 9" Wall Demolition for Door | 1 | 1 | 1.564 | 0.23 | 2.35 | 0.84534
| 9" Wall Demolition | 1 | 1 | 1.4 | 0.23 | 2.6 | 0.8372
| Extra Room 9" Wall Demolition | 1 | 1 | 2.8 | 0.23 | 2.6 | 1.6744
| Transplant Room ICU 9" Wall Demolition | 1 | 1 | 3.33 | 0.23 | 3.1 | 2.3743
| 9" Wall Partition Wall Demolition | 1 | 2 | 5.25 | 0.23 | 3.3 | 7.9695
| Door Deduction | 1 | -2 | 1.5 | 0.23 | 2.1 | -1.449
| 9" Wall Demolition For Toilet ICU Room For Door | 1 | 1 | 3 | 0.23 | 2.6 | 1.794
| 9" Wall Demolition For CSSD And Dirty Utility Room | 1 | 1 | 3.97 | 0.23 | 2.6 | 2.3741
| 4" Wall Demolition CSSD Room | 1 | 1 | 5.13 | 0.15 | 3.1 | 2.3854
| 4" Wall Demolition CSSD Room | 1 | 1 | 7 | 0.15 | 3.1 | 3.255
| CARE LAB 4" Wall Demolition | 1 | 1 | 1.25 | 0.15 | 3.85 | 0.72188
| CARE LAB 4" Wall Demolition | 1 | 2 | 1.5 | 0.15 | 2.25 | 1.0125
| POINT OF CARE LAB 9" Wall Demolition | 1 | 2 | 1.8 | 0.23 | 2.6 | 2.1528
| 4" Wall Partition Wall Demolition | 1 | 1 | 5.7 | 0.15 | 3.1 | 2.6505
| WASH AREA 4" Wall Demolition | 1 | 1 | 1.2 | 0.15 | 3.2 | 0.576
| STERAIL STORE ROOM 9" Wall Demolition | 1 | 1 | 0.7 | 0.23 | 2.6 | 0.4186
| Door Opening For UPS Room | 1 | 1 | 1.7 | 0.23 | 2.7 | 1.0557
| Toilet At Post ICU Low Roof | 1 | 4 | 1.4 | 1.4 | 0.5 | 3.92
| Toilet At Electrical Room Low Roof | 1 | 4 | 1.4 | 1.4 | 0.5 | 3.92
| Toilet At Transplant Room | 1 | 3 | 1.5 | 1.5 | 0.5 | 3.375
| Toilet At General Store Room | 1 | 4 | 1.4 | 1.4 | 0.5 | 3.92
| kitchen Platform Support Walls Demolition @ Room No 42 | 1 | 12 | 0.6 | 0.15 | 0.9 | 0.972
[7 empty] | 127.8863 | Cum
Brick masonary In CM (1:6) prop in superstructure
| Integration Pannel Control Room Window Replacing Brick Work | 1 | 1 | 1.8 | 0.23 | 2.5 | 1.035
| Integration Pannel Control Room Window Replacing Brick Work | 1 | 1 | 1.08 | 0.23 | 1.8 | 0.44712
| Integration Pannel Control Room For Door | 1 | 1 | 0.35 | 0.23 | 2.6 | 0.2093
|  | 1 | 1 | 0.46 | 0.23 | 1.8 | 0.19044
|  | 1 | 1 | 2.1 | 0.23 | 2.6 | 1.2558
| Caridar Conrol Walls | 1 | 2 | 0.6 | 0.23 | 2.1 | 0.5796
| Integration Pannel Control Room For Door | 1 | 1 | 1.9 | 0.23 | 2.6 | 1.1362
|  | 1 | 1 | 0.42 | 0.23 | 1.8 | 0.17388
|  | 1 | 1 | 0.5 | 0.23 | 2.6 | 0.299
| Window replacing Brick Work Caridor Area | 1 | 1 | 1.4 | 0.23 | 1.37 | 0.44114
| Post ICU Room Door replacing brick | 1 | 1 | 2.53 | 0.23 | 1.5 | 0.87285
| plug Box | 1 | 1 | 0.4 | 0.23 | 0.4 | 0.0368
|  | 1 | 2 | 2.1 | 0.23 | 0.55 | 0.5313
| Post ICU Room Door Area brick | 1 | 1 | 0.95 | 0.23 | 2.6 | 0.5681
|  | 1 | 1 | 0.45 | 0.23 | 1.8 | 0.1863
| Post ICU Room Window replacing brick | 1 | 1 | 0.95 | 0.23 | 1.75 | 0.38238
| Post ICU Door Replacing Brick | 1 | 1 | 1 | 0.23 | 2.55 | 0.5865
| Window replacing Brick Work | 1 | 2 | 0.95 | 0.23 | 1.8 | 0.7866
| Door Replacing Brick Work | 1 | 1 | 1.25 | 0.23 | 2.55 | 0.73313
| Post ICU Caridor Front Window Replace Brick | 1 | 1 | 1.35 | 0.23 | 1.85 | 0.57443
| Post ICU Caridor Front Window Replace Brick | 1 | 1 | 1.35 | 0.23 | 1.7 | 0.52785
| Window Replace brick Work In Front Post ICU | 1 | 1 | 1.5 | 0.23 | 1.85 | 0.63825
| Post ICU Ventilators Repacing Brick | 1 | 1 | 0.95 | 0.23 | 0.65 | 0.14203
| Window Replacing Brick Work At Post ICU | 1 | 1 | 1.35 | 0.23 | 1.8 | 0.5589
| Window Replacing Brick Work At Post ICU | 1 | 1 | 1 | 0.23 | 1.85 | 0.4255
| OT-3 Kidney Transplant Room Door Replacing Brick Work | 1 | 1 | 1.47 | 0.23 | 2.62 | 0.88582
| OT-3 Kidney Transplant Room Door Brick Work | 1 | 1 | 0.35 | 0.23 | 2.62 | 0.21091
| OT-3 Kidney Transplant Room Door Brick Work | 1 | 1 | 0.4 | 0.23 | 2.62 | 0.24104
| OT-3 Kidney Transplant Room Door Brick Work | 1 | 1 | 0.46 | 0.23 | 1.8 | 0.19044
| Ventilatots Replacing Brick Work | 1 | 4 | 0.85 | 0.23 | 0.65 | 0.5083
| 4" Wall Brick Work | 1 | 1 | 0.55 | 0.15 | 1.95 | 0.16087
| 4" Wall Brick Work | 1 | 1 | 0.45 | 0.15 | 2.1 | 0.14175
| OT-4 Kidney transplant Room Door Replacing Brick | 1 | 1 | 1.25 | 0.23 | 2.6 | 0.7475
| OT- 4 Kidney transplant Room Window Replacing Brick | 1 | 1 | 1.4 | 0.23 | 1.75 | 0.5635
| OT-4 Kidney transplant Room Window Replacing Brick | 1 | 1 | 0.46 | 0.23 | 1.06 | 0.11215
| OT- 4 Kidney transplant Room Door Replacing Brick | 1 | 1 | 1.4 | 0.23 | 2.7 | 0.8694
| OT- 4 Kidney transplant Room Window Replacing Brick | 1 | 1 | 1.95 | 0.23 | 1.8 | 0.8073
| Brick Work For Door | 1 | 1 | 0.62 | 0.23 | 2.6 | 0.37076
| Brick Work For Door | 1 | 1 | 0.65 | 0.23 | 2.6 | 0.3887
| Brick Work For Door | 1 | 1 | 0.44 | 0.23 | 1.8 | 0.18216
| OT-1 Door Replacing Brick Work | 1 | 1 | 1.2 | 0.23 | 2.6 | 0.7176
| Window Replace Brick Work OT-1 | 1 | 1 | 1.35 | 0.23 | 1.8 | 0.5589
| Brick Work At Caridor @ OtT-1 | 1 | 2 | 0.6 | 0.23 | 2.1 | 0.5796
| 9" Brick Wall For Door | 1 | 1 | 0.47 | 0.23 | 2.6 | 0.28106
| 9" Brick Wall For Door | 1 | 1 | 0.5 | 0.23 | 2.6 | 0.299
| 9" Brick Wall For Door | 1 | 1 | 0.45 | 0.23 | 1.8 | 0.1863
| 9" Brick Wall For Door | 1 | 2 | 0.4 | 0.23 | 0.96 | 0.17664
| 4" Wall | 1 | 1 | 0.45 | 0.15 | 2.25 | 0.15187
| OT-2 Door Replacing Brick Work | 1 | 1 | 1 | 0.23 | 2.6 | 0.598
| Window Replacing Brick Work OT-2 | 1 | 1 | 1.35 | 0.23 | 1.8 | 0.5589
| Window Replacing Brick Work OT-2 | 1 | 2 | 0.4 | 0.23 | 0.96 | 0.17664
| Brick Work For Door OT-2 | 1 | 1 | 0.67 | 0.23 | 1.25 | 0.19263
| Brick Work For Door OT-2 | 1 | 1 | 0.46 | 0.23 | 1.8 | 0.19044
| Brick Work For Door OT-2 | 1 | 1 | 0.64 | 0.23 | 1.25 | 0.184
| Future praposal Room 9" Brick Wall | 1 | 1 | 3.6 | 0.23 | 3.1 | 2.5668
| Window Replace Brick Work Future Praposal Room | 1 | 1 | 0.97 | 0.23 | 1.8 | 0.40158
| Window Replace Brick Work Future Praposal Room | 1 | 1 | 0.55 | 0.23 | 0.97 | 0.12271
| 4" Wall Brick Work Future Praposal Room | 1 | 1 | 5.65 | 0.15 | 3.1 | 2.6273
| Door Deduction Foture praposal Room | 1 | -1 | 1.5 | 0.15 | 2.1 | -0.4725
| Future praposal Room -6 Window Replacing Brick Work | 1 | 3 | 0.97 | 0.23 | 1.8 | 1.2047
| Window Replacing Brick Work Future praposal Room -6 | 1 | 2 | 0.97 | 0.23 | 0.35 | 0.15617
| Door Replacing Brick Work Future praposal Room -6 | 1 | 1 | 1.2 | 0.23 | 2.6 | 0.7176
| Door Brick Wall For Future Praposal Room -6 | 1 | 1 | 0.48 | 0.23 | 2.6 | 0.28704
| Door Brick Wall For Future Praposal Room -6 | 1 | 1 | 0.47 | 0.23 | 2.6 | 0.28106
| Door Brick Wall For Future Praposal Room -6 | 1 | 1 | 0.43 | 0.23 | 2.6 | 0.25714
| Sergeons Room 9" Wall Brick Wall | 1 | 1 | 0.37 | 0.23 | 2.6 | 0.22126
| Sergeons Room 9" Wall Brick Wall | 1 | 1 | 0.45 | 0.23 | 1.2 | 0.1242
| Toilet Wall 4" Wall Brick Work | 1 | 1 | 3.35 | 0.15 | 3.54 | 1.7789
| Door Deduction | 1 | -1 | 0.75 | 0.15 | 2.1 | -0.23625
| Ventilator Replace Brick Work | 1 | 2 | 1.65 | 0.23 | 0.65 | 0.49335
| Window Replacing Brick Work | 1 | 1 | 1.35 | 0.23 | 2 | 0.621
| Anesthesia Room 4" Wall Brick Wall For Door | 1 | 1 | 0.7 | 0.23 | 2.6 | 0.4186
| 4" Wall Brick Wall Anesthesia Room For Door | 1 | 1 | 0.7 | 0.23 | 2.6 | 0.4186
| 4" Wall Brick Wall Anesthesia Room For Door | 1 | 1 | 1.2 | 0.23 | 0.45 | 0.1242
| Window Replacing Brick Work Anesthesia Room | 1 | 2 | 1.3 | 0.23 | 1.8 | 1.0764
| 4" Wall Toilet Wall | 1 | 1 | 3.55 | 0.15 | 3.4 | 1.8105
| Dorr Deduction | 1 | -1 | 0.75 | 0.15 | 2.1 | -0.23625
| 9" Wall Brick Wall Anesthesia Room | 1 | 1 | 3.33 | 0.23 | 3.1 | 2.3743
| Window Replacing Brick Work Anesthesia Room | 1 | 1 | 1.2 | 0.23 | 0.95 | 0.2622
| 4" Wall Partion Wall | 1 | 1 | 5.75 | 0.15 | 3.1 | 2.6737
| Door Replacing Brick Work | 1 | 1 | 1.4 | 0.23 | 2.5 | 0.805
| TIR Room-1 Window Replacing Brick Work | 1 | 3 | 0.975 | 0.23 | 1.89 | 1.2715
| TIR Room-1 Window Replacing Brick Work | 1 | 1 | 0.4 | 0.23 | 0.97 | 0.08924
| TIR Room-1 9" Wall Partition Wall | 1 | 1 | 3.23 | 0.23 | 3.1 | 2.303
| TIR Room-1 9" Wall For Door | 1 | 1 | 0.7 | 0.23 | 2.6 | 0.4186
| TIR Room-1 9" Wall For Door | 1 | 1 | 0.3 | 0.23 | 2.6 | 0.1794
| TIR Room-1 9" Wall For Door | 1 | 1 | 0.43 | 0.23 | 1.8 | 0.17802
| TIR Room -2 9" Wall partition Brick Wall | 1 | 1 | 5.75 | 0.23 | 2.92 | 3.8617
| TIR Room -2 9" Wall partition Brick Wall | 1 | 1 | 2.15 | 0.23 | 2.92 | 1.4439
| TIR Room-2 Window Replacing Brick Wall | 1 | 1 | 2.25 | 0.23 | 1.28 | 0.6624
| 4" Wall Brick Wall TIR Room-2 | 1 | 1 | 5.25 | 0.15 | 3.1 | 2.4412
| Door Deduction | 1 | -1 | 1.8 | 0.15 | 2.1 | -0.567
| Brick Work 9" Wall | 1 | 1 | 0.41 | 0.23 | 0.97 | 0.091471
| Window Replacing Brick Work | 1 | 1 | 1.8 | 0.23 | 1 | 0.414
| 9" Wall Brick Wall For Door TIR Room-3 | 1 | 1 | 0.28 | 0.23 | 2.6 | 0.16744
| 9" Wall Brick Wall For Door TIR Room-3 | 1 | 1 | 0.28 | 0.23 | 2.6 | 0.16744
| 9" Wall Brick Wall For Door TIR Room-3 | 1 | 1 | 0.5 | 0.23 | 0.18 | 0.0207
| Ventilator Replace Brick Work | 1 | 2 | 0.7 | 0.23 | 0.95 | 0.3059
| Caridor Control Door Wall | 1 | 2 | 0.87 | 0.23 | 2.1 | 0.84042
| Doctors Room 9" Brick Wall | 1 | 1 | 2.7 | 0.23 | 2.6 | 1.6146
| Ventilator Replace Brick Work | 1 | 2 | 0.65 | 0.23 | 0.65 | 0.19435
| 4" Brick Wall | 1 | 1 | 2.45 | 0.15 | 2.1 | 0.77175
| Window Replace Brick Wall | 1 | 1 | 0.8 | 0.23 | 0.9 | 0.1656
| Dress Changing Room 9" Brick Wall For Door | 1 | 1 | 0.32 | 0.23 | 2.9 | 0.21344
| Dress Changing Room 9" Brick Wall For Door | 1 | 1 | 0.45 | 0.23 | 1.25 | 0.12938
| 4" Wall Brick Wall For Door Change Room 1,2,3,4 | 1 | 2 | 0.78 | 0.15 | 3.4 | 0.7956
| 4" Wall Brick Wall For Door Change Room 1,2,3,4 | 1 | 2 | 0.97 | 0.15 | 3.4 | 0.9894
| 4" Wall Brick Wall For Door Change Room 1,2,3,4 | 1 | 4 | 1.1 | 0.15 | 1.3 | 0.858
| Partition Wall 4" Wall Change Room 1,2,3,4 | 1 | 2 | 2.8 | 0.15 | 3.4 | 2.856
| Partition Wall 4" Wall Change Room 1,2,3,4 | 1 | 2 | 2.24 | 0.15 | 3.4 | 2.2848
| Window Closing Brick Work | 1 | 2 | 1.8 | 0.23 | 0.95 | 0.7866
| Changing Room Partition Wall 4" | 1 | 1 | 5.74 | 0.15 | 3.5 | 3.0135
| 9" Wall Brick Work For Door At Duty Nurses | 1 | 1 | 2.9 | 0.23 | 2.6 | 1.7342
| Door Deduction | 1 | -2 | 1 | 0.23 | 2.1 | -0.966
| Window Closing Brick Work | 1 | 1 | 1.5 | 0.23 | 0.95 | 0.32775
| Toilet Wall 4" Wall Brick Work | 1 | 1 | 1.5 | 0.15 | 3.5 | 0.7875
| Toilet Wall 4" Wall Brick Work | 1 | 1 | 1.6 | 0.15 | 3.1 | 0.744
| Door Deduction | 1 | -1 | 0.8 | 0.15 | 2.1 | -0.252
| Nurses Room & Counciling Room Partion Wall | 1 | 1 | 5.7 | 0.15 | 3.5 | 2.9925
| Counciling Room 9" Wall Brick Wall | 1 | 1 | 2.2 | 0.23 | 2.6 | 1.3156
| Counciling Room 9" Wall Brick Wall | 1 | 1 | 0.4 | 0.23 | 1.35 | 0.1242
| Door Deduction | 1 | -1 | 1 | 0.23 | 2.1 | -0.483
| Counciling Room And HOD Room Partition Wall | 1 | 1 | 5.7 | 0.15 | 3.1 | 2.6505
| HOD Room 9" Wall Brick Wall For Door | 1 | 1 | 1.4 | 0.23 | 3.1 | 0.9982
| Door Deduction | 1 | -1 | 1 | 0.23 | 2.1 | -0.483
| Toilet Room 4" Wall | 1 | 1 | 3.3 | 0.15 | 3.5 | 1.7325
| Door Deduction | 1 | -1 | 0.8 | 0.15 | 2.1 | -0.252
| Toilet Room 9" Wall Brick Wall | 1 | 1 | 1.5 | 0.23 | 2.35 | 0.81075
| Door Deduction | 1 | -1 | 1.2 | 0.23 | 2.1 | -0.5796
| Toilet Wall 4" Wall Brick Work | 1 | 1 | 5.8 | 0.15 | 2.35 | 2.0445
| Toilet Wall 4" Wall Brick Work | 1 | 3 | 1.5 | 0.15 | 2.35 | 1.5862
| Door Deduction | 1 | -4 | 0.8 | 0.15 | 2.1 | -1.008
| 9" Brick Wall | 1 | 1 | 1.4 | 0.23 | 2.6 | 0.8372
| Toilet Room And Extra Room Partition Wall Brick Work | 1 | 1 | 5.7 | 0.23 | 3.1 | 4.0641
| Extra Room 9" Wall For Door | 1 | 1 | 2.8 | 0.23 | 2.6 | 1.6744
| Door Deduction | 1 | -1 | 1.8 | 0.23 | 2.1 | -0.8694
| Window Replacing Brick Work | 1 | 2 | 1 | 0.23 | 1.8 | 0.828
| Extra Room And ICU Transplant Room 4" Wall | 1 | 1 | 5.7 | 0.15 | 3.5 | 2.9925
| Caridor Control Door Wall | 1 | 2 | 0.6 | 0.23 | 2.1 | 0.5796
| Transparant Room ICU 9" Wall Brick Wall | 1 | 2 | 3.33 | 0.23 | 3.1 | 4.7486
| Door Deduction | 1 | -1 | 1.5 | 0.23 | 2.1 | -0.7245
| Window replacing Brick | 1 | 5 | 1 | 0.23 | 1.8 | 2.07
| 9" Brick Wall Toilet partition | 1 | 1 | 1.5 | 0.23 | 3 | 1.035
| Toilet And ICU Room Partition Wall 4" Wall | 1 | 1 | 5.75 | 0.15 | 3.5 | 3.0188
| 9" Wall Brick Wall Dor Door | 1 | 1 | 2.6 | 0.23 | 3 | 1.794
| Door Deduction | 1 | -1 | 1.15 | 0.23 | 2.1 | -0.55545
| Door Deduction | 1 | -1 | 1.2 | 0.23 | 2.1 | -0.5796
| Toilet Room Window Replacing Brick Work | 1 | 3 | 1 | 0.23 | 1.8 | 1.242
| Toilet Entry Brick Work | 1 | 1 | 1.63 | 0.23 | 3.1 | 1.1622
| Door Deduction | 1 | -1 | 1.2 | 0.23 | 2.1 | -0.5796
| Toilet Wall 4" Wall | 1 | 1 | 4.8 | 0.15 | 2.54 | 1.8288
| Toilet Wall 4" Wall | 1 | 2 | 1.66 | 0.15 | 2.54 | 1.2649
| Door Deduction | 1 | -3 | 0.8 | 0.15 | 2.1 | -0.756
| Access Cadidar Control Door Wall | 1 | 2 | 0.6 | 0.23 | 2.1 | 0.5796
| CSSD Room Door Replace Brick Work | 1 | 1 | 1.4 | 0.23 | 2.6 | 0.8372
| Window Replace Brick Work | 1 | 1 | 1.3 | 0.23 | 1.8 | 0.5382
| 9" Wall | 1 | 1 | 3.97 | 0.23 | 2.6 | 2.3741
| Door Deduction | 1 | -1 | 1.5 | 0.23 | 2.1 | -0.7245
| Door Deduction | 1 | -1 | 0.75 | 0.23 | 2.1 | -0.36225
| 4" Wall Partition Wall For CSSD And Utility Room | 1 | 1 | 5.75 | 0.15 | 3.5 | 3.0188
| Door Deduction | 1 | -1 | 0.75 | 0.15 | 2.1 | -0.23625
| 4" Wall Toilet Wall | 1 | 1 | 4.95 | 0.15 | 3.5 | 2.5988
| Door Deduction | 1 | -1 | 0.75 | 0.15 | 2.1 | -0.23625
| Access Cadidar Control Door Wall | 1 | 2 | 0.6 | 0.23 | 2.1 | 0.5796
| CARE LAB Brick Work | 1 | 1 | 0.43 | 0.23 | 2.1 | 0.20769
| 4" Wall Partition Wall Care Lab And Wash Area | 1 | 1 | 4.6 | 0.15 | 3.5 | 2.415
| POINT OF CARE LAB 9" Wall Brick | 1 | 1 | 1.8 | 0.23 | 2.69 | 1.1137
| Door Deduction | 1 | -1 | 1.8 | 0.23 | 2.1 | -0.8694
| Door Replacing Brick Work | 1 | 1 | 1 | 0.23 | 2.6 | 0.598
| Window Replacing Brick Work | 1 | 1 | 1 | 0.23 | 1.8 | 0.414
| WASH AREA 4" Brick Wall | 1 | 1 | 1.2 | 0.15 | 3.2 | 0.576
| Door Deduction | 1 | -1 | 0.75 | 0.15 | 2.1 | -0.23625
| STORE ROOM 4" Wall | 1 | 1 | 3.4 | 0.15 | 3.5 | 1.785
| Door Deduction | 1 | -1 | 1 | 0.15 | 2.1 | -0.315
|  | 1 | 1 | 2.35 | 0.23 | 2.6 | 1.4053
|  | 1 | -1 | 1.5 | 0.23 | 2.1 | -0.7245
| UPS Room And Electrical Room Partition Wall | 1 | 1 | 5 | 0.1 | 3 | 1.5
| Electrical Room And Toilet Passage Wall | 1 | 1 | 5 | 0.1 | 2.1 | 1.05
| Windows Clossing | 1 | 1 | 1.8 | 0.23 | 1.8 | 0.7452
|  | 1 | 2 | 1.5 | 0.23 | 1.8 | 1.242
| Post ICU Windows Closing | 1 | 4 | 0.9 | 0.23 | 1.8 | 1.4904
| Transplant ICU Room Windows Clossing | 1 | 4 | 0.9 | 0.23 | 1.8 | 1.4904
| Future ICU Room Windows Clossing | 1 | 2 | 0.9 | 0.23 | 1.8 | 0.7452
[7 empty] | 136.8922 | Cum
Dismantling,Clearing away and carefully stacking useful materials for re-use and disposal of unserviceable materials with 100m lead as directed by Executive Engineer duly taking actual premeasurements before dismantling including all labour charges etc., Wall Cladding Chipping
| Main Entry Room | 1 | 1 | 4.8 |  | 1.16 | 5.568
| Main Entry Room | 1 | 1 | 6 |  | 1.7 | 10.2
| Integration Room Pannel Control room Wall Cladding Chipping | 1 | 1 | 1.5 |  | 0.2 | 0.3
| Caridaor Wall Clading Chipping | 1 | 1 | 3.21 |  | 1.15 | 3.6915
| Caridaor Wall Clading Chipping | 1 | 1 | 0.5 |  | 1.2 | 0.6
| Caridaor Wall Clading Chipping | 1 | 1 | 0.14 |  | 1.2 | 0.168
| Caridaor Wall Clading Chipping | 1 | 1 | 6.17 |  | 1.198 | 7.3917
| OT-3 Kidney Transplant Room Wall Cladding | 1 | 1 | 4.4 |  | 1.3 | 5.72
| OT-3 Kidney Transplant Room Wall Cladding | 1 | 1 | 3.3 |  | 2.24 | 7.392
| OT-3 Kidney Transplant Room Wall Cladding Caridor Area | 1 | 1 | 4.5 |  | 2.35 | 10.575
| OT-4 Kidney Transplant Room Inside Wall Cladding Chipping | 1 | 1 | 2.1 |  | 0.6 | 1.26
| OT-4 Kidney Transplant Room outside Wall Cladding Chipping | 1 | 1 | 4.3 |  | 1.2 | 5.16
| OT-1 And OT-2 Wall Cladding Chipping Out Side | 1 | 1 | 11.9 |  | 1.35 | 16.065
| Wall Cladding Chipping inSide OT-1 And OT-2 | 1 | 2 | 3.2 |  | 2.3 | 14.72
| OT-1 Wall Cladding Chipping inSide | 1 | 2 | 3.2 |  | 2.3 | 14.72
| Wall Cladding Chipping Inside Area | 1 | 1 | 10.05 |  | 1.25 | 12.5625
| Future praposal Room Toilet Wall Cladding Chipping | 1 | 1 | 3 |  | 2.64 | 7.92
| Future praposal Room -6 Caridaor Wall Cladding Chipping | 1 | 1 | 6.54 |  | 1.2 | 7.848
| Sergeons Room And Anesthesia Caridar Wall Cladding Chipping | 1 | 1 | 8.35 |  | 1.2 | 10.02
| Anesthesia Room Inside Wall Cladding Chipping | 1 | 1 | 10.9 |  | 2 | 21.8
| TIR Room-1 Wall Cladding Chipping | 1 | 1 | 11.8 |  | 2 | 23.6
| TIR Room-2 Wall Clading Chipping | 1 | 1 | 1.8 |  | 2 | 3.6
| TIR Room-2 Wall Clading Chipping | 1 | 1 | 1.2 |  | 2 | 2.4
| TIR Room-3 Wall Cladding Chipping | 1 | 1 | 10.15 |  | 2.1 | 21.315
| TIR Room-3 Wall Cladding Chipping | 1 | 1 | 1.8 |  | 0.9 | 1.62
| TIR Room-3 Wall Cladding Chipping | 1 | 1 | 0.4 |  | 0.9 | 0.36
| TIR Room-3 Wall Cladding Chipping | 1 | 1 | 1.25 |  | 1.05 | 1.3125
| TIR Room-3 Wall Cladding Chipping | 1 | 1 | 1.16 |  | 2.1 | 2.436
| Doctors Room Wall Cladding Chipping | 1 | 1 | 2.7 |  | 1.6 | 4.32
| Changing Room 1 & 2 &3&4Wall Cladding Chipping | 1 | 2 | 3.86 |  | 2.1 | 16.212
| Changing Room 1 & 2 &3&4Wall Cladding Chipping | 1 | 2 | 1.82 |  | 2 | 7.28
| Wall Cladding Chipping | 1 | 1 | 0.85 |  | 0.95 | 0.8075
| Wall Cladding Chipping | 1 | 1 | 0.68 |  | 0.8 | 0.544
| Duty Nurses Room Wall Clidding Chipping | 1 | 1 | 0.79 |  | 2 | 1.58
| Nurse Duty Room Wall Cladding Chipping | 1 | 1 | 0.9 |  | 1.9 | 1.71
| Nurse Duty Room Wall Cladding Chipping | 1 | 1 | 2 |  | 0.3 | 0.6
| Counciling Room Wall Cladding Chipping | 1 | 1 | 2 |  | 0.81 | 1.62
| Counciling Room Wall Cladding Chipping | 1 | 1 | 0.95 |  | 0.96 | 0.912
| Counciling Room Wall Cladding Chipping | 1 | 1 | 0.3 |  | 2 | 0.6
| Counciling Room Wall Cladding Chipping | 1 | 1 | 0.42 |  | 2 | 0.84
| HOD Room Wall Cladding Chipping | 1 | 1 | 10.82 |  | 2 | 21.64
| HOD Room Wall Cladding Chipping | 1 | 1 | 0.45 |  | 2 | 0.9
| Transplant ICU Room Wall Cladding Chipping | 1 | 4 | 0.8 |  | 1.63 | 5.216
| Transplant ICU Room Wall Cladding Chipping | 1 | 1 | 0.8 |  | 1.2 | 0.96
| Transplant ICU Room Wall Cladding Chipping | 1 | 1 | 0.75 |  | 0.9 | 0.675
| Transplant ICU Room Wall Cladding Chipping | 1 | 2 | 0.26 |  | 1.2 | 0.624
| Transplant ICU Room Wall Cladding Chipping | 1 | 1 | 3.5 |  | 1.5 | 5.25
| Transplant ICU Room Wall Cladding Chipping | 1 | 1 | 1.25 |  | 1.24 | 1.55
| Transplant ICU Room Wall Cladding Chipping | 1 | 2 | 0.52 |  | 1.2 | 1.248
| Transplant ICU Room Wall Cladding Chipping | 1 | 1 | 6.1 |  | 0.75 | 4.575
| Toilet Room Wall Cladding Chipping | 1 | 1 | 5.76 |  | 0.8 | 4.608
| Toilet Room Wall Cladding Chipping | 1 | 2 | 0.88 |  | 0.85 | 1.496
| Toilet Room Wall Cladding Chipping | 1 | 1 | 13.1 |  | 2 | 26.2
| CSSD Room Wall Cladding Chipping | 1 | 1 | 3.93 |  | 2 | 7.86
| CARE LAB Room Caridor Wall Cladding Chipping | 1 | 1 | 11.2 |  | 1.2 | 13.44
| CARE LAB Room Caridor Wall Cladding Chipping | 1 | 1 | 0.65 |  | 1.1 | 0.715
| POINT OF CARE LAB Wall Cladding Chipping | 1 | 1 | 36 |  | 1.2 | 43.2
| WASH AREA Wall Cladding Chipping | 1 | 1 | 4.2 |  | 1.2 | 5.04
| WASH AREA Wall Cladding Chipping | 1 | 1 | 3.3 |  | 2 | 6.6
| STORE ROOM Wall Cladding Chipping | 1 | 1 | 8.2 |  | 1.2 | 9.84
| SORE ROOM Wall Cladding Chipping | 1 | 2 | 0.35 |  | 0.6 | 0.42
| SORE ROOM Wall Cladding Chipping | 1 | 2 | 0.55 |  | 2.1 | 2.31
| Toilet Wall Cladding @ Post Icu Room Beside Toilet | 1 | 1 | 15.28 |  | 1.8 | 27.504
| Baths | 1 | 4 | 5.6 |  | 1.8 | 40.32
| Door Deductions | -1 | 1 | 1 |  | 1.8 | -1.8
|  | -4 | 2 | 0.8 |  | 1.8 | -11.52
| Toilet Wall Cladding @ infront General Store Beside Toilet | 1 | 1 | 15.28 |  | 1.2 | 18.336
| Baths | 1 | 4 | 5.6 |  | 1.2 | 26.88
| Door Deductions | 1 | 1 | 1 |  | 1.2 | 1.2
|  | 4 | 2 | 0.8 |  | 1.2 | 7.68
[7 empty] | 530.3177 | Sqm
Dismantling,clearing away and carefully stacking useful materials for re-use and disposal of unserviceable materials with 100m lead as directed by Executive Engineer-in-Charge duly taking actual premeasurements before dismantling including all labour charges (Unreinforced cement concrete)
| MOT'S integration Room Shelves Floor 1 ,2 3 | 1 | 3 | 2.674 | 0.45 | 0.2 | 0.72198
| Shelve 4 | 1 | 1 | 5.745 | 0.78 | 0.2 | 0.89622
| Post ICU Self Floor Demolition | 1 | 4 | 3.04 | 0.45 | 0.2 | 1.0944
| 4" Wall Demolition Area | 1 | 4 | 5.745 | 0.15 | 0.1 | 0.3447
| OT'S Self Beds And Flooring Demolition | 1 | 7 | 1.75 | 0.45 | 0.2 | 1.1025
|  | 1 | 2 | 1.885 | 0.45 | 0.2 | 0.3393
|  | 1 | 1 | 1.515 | 0.45 | 0.2 | 0.13635
| CSSD And Dirty Utility Shelve Beds And Floor Demolition | 1 | 2 | 1.1 | 0.45 | 0.2 | 0.198
|  | 1 | 2 | 1.1 | 0.45 | 0.2 | 0.198
| OT-3 Area Chipping | 1 | 1 | 5.6 | 7.1 | 0.2 | 7.952
| OT-4 Room Area | 1 | 1 | 5.6 | 7.1 | 0.2 | 7.952
| OT-1 Floor Area Chipping | 1 | 1 | 5.75 | 7.1 | 0.2 | 8.165
| OT-2 Floor Area Chipping | 1 | 1 | 5.8 | 6.95 | 0.2 | 8.062
| Future Praposal Room Floor Area Chipping | 1 | 1 | 5.75 | 7.05 | 0.2 | 8.1075
| Future Praposal Room -6 Floor Area Chipping | 1 | 1 | 5.8 | 7 | 0.2 | 8.12
| Doctors Room Floor Chipping | 1 | 1 | 2.7 | 1.77 | 0.15 | 0.71685
| Duty Nurses Room | 1 | 1 | 5.7 | 0.5 | 0.1 | 0.285
| Toilet Room Floor Chipping | 1 | 1 | 5.8 | 1.621 | 0.15 | 1.4103
| Transplant Room ICU Floor Chipping | 1 | 1 | 5.6 | 0.8 | 0.15 | 0.672
| Toilet Room Area Floor Chipping | 1 | 1 | 4.8 | 3.33 | 0.15 | 2.3976
| WASH AREA Floor Chipping | 1 | 1 | 1.4 | 1.8 | 0.15 | 0.378
| Beside Post Icu Room Toilet Lowroof | 1 | 1 | 5.74 | 1.9 | 0.15 | 1.6359
| Infront General Store Room Toilet Lowroof | 1 | 1 | 5.74 | 1.9 | 0.15 | 1.6359
[7 empty] | 62.5215 | Cum
Cement Concrete Flooring M20 Grade
| MOT'S integration Room Self Floor 1 ,2 3 | 1 | 3 | 3.04 | 0.45 | 0.1 | 0.4104
| Self 4 | 1 | 1 | 5.75 | 0.78 | 0.1 | 0.4485
| Post ICU Self Flooring | 1 | 4 | 3.04 | 0.45 | 0.1 | 0.5472
| Flooring For 4" Wall Removel Area | 1 | 4 | 5.75 | 0.15 | 0.1 | 0.345
| Nurses Duty Room | 1 | 1 | 5.7 | 0.5 | 0.1 | 0.285
| Transparant Room ICU Flooring | 1 | 1 | 5.6 | 0.8 | 0.15 | 0.672
| OT'S Self Bed Demolition Area | 1 | 7 | 1.1 | 0.45 | 0.1 | 0.3465
|  | 1 | 2 | 1.85 | 0.45 | 0.1 | 0.1665
|  | 1 | 1 | 1.51 | 0.45 | 0.1 | 0.06795
| CSSD And Dirty Utility Self Bed Demolition Area | 1 | 2 | 1.1 | 0.45 | 0.1 | 0.099
|  | 1 | 2 | 1.1 | 0.45 | 0.1 | 0.099
| OT-3 9" Wall Demolition Floor Area | 1 | 1 | 2.55 | 0.23 | 0.15 | 0.087975
| OT-3 4" Partition Wall Demolition Floor Area | 1 | 1 | 5.47 | 0.1 | 0.15 | 0.08205
| OT-3 4" ToiletWall Demolition Floor Area | 1 | 1 | 2.4 | 0.1 | 0.15 | 0.036
| OT-3 4" ToiletWall Demolition Floor Area | 1 | 1 | 2.5 | 0.1 | 0.15 | 0.0375
| OT-3 4" ToiletWall Demolition Floor Area | 1 | 1 | 3.4 | 0.1 | 0.15 | 0.051
| OT-3 4" ToiletWall Demolition Floor Area | 1 | 1 | 1.95 | 0.1 | 0.15 | 0.02925
| OT-3 4" ToiletWall Demolition Floor Area | 1 | 1 | 2.7 | 0.1 | 0.15 | 0.0405
| OT-4 Toilet Wall Demolition Floor Area | 1 | 1 | 2.5 | 0.1 | 0.15 | 0.0375
| OT-4 Toilet Wall Demolition Floor Area | 1 | 1 | 3.4 | 0.1 | 0.15 | 0.051
| OT-4 partition Wall Demolition Floor Area | 1 | 1 | 5.7 | 0.1 | 0.15 | 0.0855
| OT-4 9" Wall Demolition Floor Area | 1 | 1 | 2.7 | 0.23 | 0.15 | 0.09315
| OT-1 9" Wall Demolition Floor Area | 1 | 1 | 2.7 | 0.23 | 0.15 | 0.09315
| OT-1 4" Wall Demolition Floor Area | 1 | 1 | 5.65 | 0.1 | 0.15 | 0.08475
| OT-1 4" Toilet Wall Demolition Floor Area | 1 | 2 | 2.5 | 0.1 | 0.15 | 0.075
| 4" Wall Partition Wall OT-1 And OT-2 Wall Demolition Floor Area | 1 | 1 | 2.25 | 0.1 | 0.15 | 0.03375
| OT-2 4" Wall Partition Wall Demolition Floor Area | 1 | 1 | 5.65 | 0.1 | 0.15 | 0.08475
| 4" toilet Wall Demolition Floor Area | 1 | 2 | 2.5 | 0.1 | 0.15 | 0.075
| OT - 2 9" Wall Wall Demolition Floor Area | 1 | 1 | 1.25 | 0.23 | 0.15 | 0.043125
| Praposal Room-5 9" Wall Demolition Floor Area | 1 | 1 | 5.21 | 0.23 | 0.15 | 0.17975
| Praposal Room-5 4" Wall Demolition Floor Area | 1 | 1 | 1.3 | 0.1 | 0.15 | 0.0195
| Praposal Room-5 4" Wall Demolition Floor Area | 1 | 1 | 2.8 | 0.1 | 0.15 | 0.042
| Surgeons Room 9" Wall Demolition Floor Area | 1 | 1 | 1.75 | 0.23 | 0.15 | 0.060375
| Anesthesia Lounge 9" Wall Demolition Floor Area | 1 | 1 | 2.6 | 0.23 | 0.15 | 0.0897
| TIR Room-1 9" Wall Demolition Floor Area | 1 | 1 | 2.8 | 0.23 | 0.15 | 0.0966
| TIR Room - 2 9" Wall Demolition Floor Area | 1 | 1 | 5.25 | 0.23 | 0.15 | 0.18113
| TIR Room - 3 4" Wall Demolition Floor Area | 1 | 1 | 2.4 | 0.23 | 0.15 | 0.0828
| Doctors Room 9" Wall Demolition Floor Area | 1 | 1 | 3.7 | 0.23 | 0.15 | 0.12765
| 4" Wall Demolition Floor Area | 1 | 1 | 3.36 | 0.1 | 0.15 | 0.0504
| Toilet Wall Demolition Floor Area | 1 | 1 | 2.7 | 1.5 | 0.15 | 0.6075
| Dress Changing Room 9" Wall Demolition Floor area | 1 | 1 | 1.65 | 0.23 | 0.15 | 0.056925
| Counciling Room 9" Wall Demolition Floor Area | 1 | 1 | 2.2 | 0.23 | 0.15 | 0.0759
| Transparent ICU Room 9" Wall Demolition Floor Area | 1 | 1 | 3.33 | 0.23 | 0.15 | 0.11489
| Transparent ICU Room 9" Wall Demolition Floor Area | 1 | 2 | 4.25 | 0.23 | 0.15 | 0.29325
| CSSD Room 4" Wall Demolition Floor Area | 1 | 1 | 5.13 | 0.1 | 0.15 | 0.07695
| CSSD Room 4" Wall Demolition Floor Area | 1 | 1 | 7 | 0.1 | 0.15 | 0.105
| Screed Floor Concrete OT Room -1,2,3,4,5,6 | 1 | 6 | 6.9 | 5.7 | 0.1 | 23.598
[7 empty] | 30.4663 | Cum
Plastering 12mm Thick in two coats with base coat of 8mm thick in CM(1:6) and Top coat of 4mm thick in CM(1:4) For Internal Walls
| Main Entry Room Cladding Replace Plastring | 1 | 1 | 4.8 |  | 1.16 | 5.568 | [12 empty] | 13.528
| Main Entry Room | 1 | 1 | 6 |  | 1.7 | 10.2 | [12 empty] | 19.9
| Integration Room Pannel Control Room Window Replacing Brick Plastering | 1 | 2 | 2.5 |  | 1.8 | 9 | [12 empty] | 16.3
| Wall Demolition Area Plastring | 1 | 1 | 3.98 |  | 5.2 | 20.696 | [12 empty] | 31.876
| Integration pannel Room Cladding Area Plastring | 1 | 1 | 1.5 |  | 0.2 | 0.3 | [12 empty] | 4
| Integration Room Pannel Control Room Window Replacing Brick Plastering | 1 | 2 | 1.08 |  | 1.8 | 3.888 | [12 empty] | 9.768
| Integration Room Pannel Control Room For Door | 1 | 2 | 0.35 |  | 2.6 | 1.82 | [12 empty] | 7.77
|  | 1 | 2 | 1.8 |  | 0.46 | 1.656 | [12 empty] | 6.916
|  | 1 | 2 | 2.1 |  | 2.6 | 10.92 | [12 empty] | 18.62
|  | 1 | 1 | 6 | 0.23 |  | 1.38 | [12 empty] | 9.61
| Caridor Control Wall | 1 | 4 | 0.6 |  | 2.1 | 5.04 | [12 empty] | 12.74
| Caridor Control Wall | 1 | 2 | 2.7 |  | 0.23 | 1.242 | [12 empty] | 7.172
| Caridor Control Wall | 1 | 4 | 0.6 |  | 2.1 | 5.04 | [12 empty] | 12.74
| Caridor Control Wall | 1 | 2 | 2.7 |  | 0.23 | 1.242 | [12 empty] | 7.172
| Caridor Control Wall Plastring | 1 | 1 | 3.21 |  | 1.15 | 3.6915 | [12 empty] | 10.0515
| Caridor Control Wall Plastring | 1 | 1 | 1.2 |  | 0.14 | 0.168 | [12 empty] | 3.508
| Caridor Control Wall Plastring | 1 | 1 | 1.2 |  | 0.5 | 0.6 | [12 empty] | 4.3
| Integration Room Pannel Control Room Door brick Plastring | 1 | 2 | 1.9 |  | 2.6 | 9.88 | [12 empty] | 17.38
|  | 1 | 2 | 0.42 |  | 1.8 | 1.512 | [12 empty] | 6.732
|  | 1 | 2 | 0.5 |  | 2.6 | 2.6 | [12 empty] | 8.7
|  | 1 | 1 | 6 |  | 0.23 | 1.38 | [12 empty] | 9.61
| Caridor Area Clading Replacing Plastring | 1 | 1 | 6.17 |  | 1.2 | 7.404 | [12 empty] | 16.774
|  | 1 | 2 | 1.4 |  | 1.4 | 3.92 | [12 empty] | 9.72
|  | 1 | 2 | 1.5 |  | 2.6 | 7.8 | [12 empty] | 14.9
|  | 1 | 1 | 0.4 |  | 0.4 | 0.16 | [12 empty] | 2.96
| Post ICU Room Clading replacing Platring | 1 | 2 | 2.1 |  | 0.55 | 2.31 | [12 empty] | 7.96
| Post ICU Room Clading replacing Platring | 1 | 2 | 0.55 |  | 2.1 | 2.31 | [12 empty] | 7.96
| Post ICU Room Door replacing brick Plastring | 1 | 2 | 1 |  | 2.6 | 5.2 | [12 empty] | 11.8
| Post ICU Room Door replacing brick Plastring | 1 | 2 | 0.45 |  | 1.8 | 1.62 | [12 empty] | 6.87
| Post ICU Room Window replacing brick Plastring | 1 | 2 | 1 |  | 1.8 | 3.6 | [12 empty] | 9.4
| 4" Wall Demolition Wall Area plastring | 1 | 1 | 11.74 | 0.1 |  | 1.174 | [12 empty] | 15.014
| Door Replacing Brick Plastring | 1 | 2 | 1 |  | 2.55 | 5.1 | [12 empty] | 11.65
| Window Replacing Brick Plastring | 1 | 2 | 1 |  | 1.8 | 3.6 | [12 empty] | 9.4
| Door Replacing Brick Plastring | 1 | 2 | 1.25 |  | 2.55 | 6.375 | [12 empty] | 13.175
| Post ICU Caridor Front Window Replace Brick Plastring | 1 | 2 | 1.35 |  | 1.8 | 4.86 | [12 empty] | 11.01
| Post ICU Caridor Front Window Replace Brick Plastring | 1 | 2 | 1.35 |  | 1.8 | 4.86 | [12 empty] | 11.01
| Window Replace brick Work Plastring InFront Post ICU | 1 | 4 | 1.5 |  | 1.8 | 10.8 | [12 empty] | 19.1
| Post ICU Ventilators Repacing Brick Plastring | 1 | 2 | 0.95 |  | 0.65 | 1.235 | [12 empty] | 5.835
| Window Replacing Brick Plastring At Post ICU | 1 | 2 | 1.35 |  | 1.8 | 4.86 | [12 empty] | 11.01
| Window Replacing Brick Plastring At Post ICU | 1 | 2 | 1 |  | 1.8 | 3.6 | [12 empty] | 9.4
| OT-3 Kidney Transplant Room Wall Cladding Replace Plastring | 1 | 1 | 4.4 |  | 1.3 | 5.72 | [12 empty] | 13.42
| OT-3 Kidney Transplant Room Door Replacing Brick plastring | 1 | 2 | 1.47 |  | 2.6 | 7.644 | [12 empty] | 14.714
| OT-3 Kidney Transplant Room 9" Wall Demolition Area plastring | 1 | 1 | 2.62 | 0.23 |  | 0.6026 | [12 empty] | 5.4526
| OT-3 Kindney Transplant Room Door Arera Plastring | 1 | 2 | 0.35 |  | 2.62 | 1.834 | [12 empty] | 7.804
|  | 1 | 2 | 0.4 |  | 2.62 | 2.096 | [12 empty] | 8.116
|  | 1 | 2 | 0.46 |  | 1.8 | 1.656 | [12 empty] | 6.916
|  | 1 | 1 | 6 |  | 0.23 | 1.38 | [12 empty] | 9.61
| OT-3 4" Wall Demolition Area Plastring | 1 | 1 | 11.6 | 0.15 |  | 1.74 | [12 empty] | 15.49
| OT-3 4" Wall Demolition Area Plastring | 1 | 1 | 5.8 | 0.15 |  | 0.87 | [12 empty] | 8.82
| OT-3 Kidney Transplant Room Door Replacing Brick plastring | 1 | 1 | 3.3 |  | 2.24 | 7.392 | [12 empty] | 14.932
| Door Closing Area | 1 | 2 | 0.4 |  | 0.95 | 0.76 | [12 empty] | 5.11
| Door Closing Area | 1 | 2 | 0.45 |  | 0.95 | 0.855 | [12 empty] | 5.255
| OT-3 Kindney Transplant Room Out Side Caridor Area Plastring | 1 | 1 | 3.4 | 0.15 |  | 0.51 | [12 empty] | 6.06
| OT-3 Kindney Transplant Room Out Side Caridor Area Plastring | 1 | 1 | 4.5 |  | 2.35 | 10.575 | [12 empty] | 19.425
| Windows Jams Plastring | 1 | 8 | 0.9 | 0.6 |  | 4.32 | [12 empty] | 14.82
| 4" Wall Demolition Wall Area plastring | 1 | 1 | 2.7 | 0.15 |  | 0.405 | [12 empty] | 5.255
| 4" Wall Brick plastring | 1 | 2 | 0.55 |  | 1.95 | 2.145 | [12 empty] | 7.645
| 4" Wall Brick plastring | 1 | 2 | 0.45 |  | 2.1 | 1.89 | [12 empty] | 7.44
| OT-4 Kidney Transplant Toilet Wall Demolition Area Plastring | 1 | 1 | 3.4 | 0.15 |  | 0.51 | [12 empty] | 6.06
| OT-4 Kidney Transplant Partition Wall Demolition Area Plastring | 1 | 1 | 11.9 | 0.15 |  | 1.785 | [12 empty] | 15.835
| OT-4 Kidney Transplant Toilet Wall Clading replace Plastring | 1 | 1 | 2.12 |  | 0.6 | 1.272 | [12 empty] | 5.992
| OT-4 Kidney transplant Door Brick Area Plastring | 1 | 2 | 1.25 |  | 2.6 | 6.5 | [12 empty] | 13.35
| OT-4 Kidney transplant Window Brick Area Plastring | 1 | 2 | 1.4 |  | 1.8 | 5.04 | [12 empty] | 11.24
| Deductions | 1 | -2 | 0.6 |  | 0.6 | -0.72 | [12 empty] | -0.52
| OT-4 Kidney Transplant Window Area Plastring | 1 | 2 | 0.46 |  | 1.06 | 0.9752 | [12 empty] | 5.4952
| OT-4 Kidney Transplant Door Area Plastring | 1 | 2 | 1.4 |  | 2.7 | 7.56 | [12 empty] | 14.66
| OT-4 Kidney Transplant Door Area Plastring | 1 | 2 | 1.95 |  | 1.8 | 7.02 | [12 empty] | 13.77
| Door Area Brick Plastring | 1 | 1 | 2.6 | 0.23 |  | 0.598 | [12 empty] | 5.428
| Door Area Brick Plastring | 1 | 2 | 0.62 |  | 2.6 | 3.224 | [12 empty] | 9.444
| Door Area Brick Plastring | 1 | 2 | 0.65 |  | 2.6 | 3.38 | [12 empty] | 9.63
| Door Area Brick Plastring | 1 | 2 | 0.44 |  | 1.8 | 1.584 | [12 empty] | 6.824
| OT -4 Kidney Transplant Room Inside Area Plastring | 1 | 1 | 6 | 0.23 |  | 1.38 | [12 empty] | 9.61
| OT -4 Kidney Transplant Room outside Area Plastring | 1 | 1 | 4.3 |  | 1.2 | 5.16 | [12 empty] | 12.66
| Plastring For OT-1 And OT-2 Outside Cladding Replace | 1 | 1 | 11.9 |  | 1.35 | 16.065 | [12 empty] | 31.315
| OT-1 Door Brick Plastring | 1 | 2 | 1.2 |  | 2.56 | 6.144 | [12 empty] | 12.904
| OT-1 Window Replace Brick Plastring | 1 | 2 | 1.35 |  | 1.8 | 4.86 | [12 empty] | 11.01
| Plastring For OT-1 Caridor Control Walls | 1 | 8 | 0.6 |  | 2.1 | 10.08 | [12 empty] | 21.78
| Plastring For OT-1 Caridor Control Walls | 1 | 2 | 2.7 | 0.23 |  | 1.242 | [12 empty] | 7.172
| 9" Wall Door Area Plastring | 1 | 1 | 2.6 | 0.23 |  | 0.598 | [12 empty] | 5.428
| 9" Wall Door Area Plastring | 1 | 2 | 0.47 |  | 2.6 | 2.444 | [12 empty] | 8.514
| 9" Wall Door Area Plastring | 1 | 2 | 0.5 |  | 2.6 | 2.6 | [12 empty] | 8.7
| 9" Wall Door Area Plastring | 1 | 2 | 0.45 |  | 1.8 | 1.62 | [12 empty] | 6.87
| 9" Wall Door Area Plastring | 1 | 1 | 6 | 0.23 |  | 1.38 | [12 empty] | 9.61
| OT-1 Inside Area Plastring | 1 | 2 | 1.35 |  | 3.59 | 9.693 | [12 empty] | 17.633
| OT-1 4" Wall Demolition Wall Area Plastring | 1 | 1 | 11.85 | 0.15 |  | 1.7775 | [12 empty] | 15.7775
| 4" Wall Toilet Wall Demolition Area Plastring | 1 | 2 | 3.4 | 0.15 |  | 1.02 | [12 empty] | 7.57
| Plastring OT-1 Cladding Replace Plastring | 1 | 2 | 3.2 |  | 2.3 | 14.72 | [12 empty] | 23.22
| 9" Brick Wall Plastring | 1 | 2 | 0.96 |  | 0.37 | 0.7104 | [12 empty] | 5.0404
| 9" Brick Wall Plastring | 1 | 2 | 1.45 |  | 1 | 2.9 | [12 empty] | 8.35
| 9" Brick Wall Plastring | 1 | 1 | 2.6 | 0.15 |  | 0.39 | [12 empty] | 5.14
| 4" Wall Plastring | 1 | 2 | 0.4 |  | 2.25 | 1.8 | [12 empty] | 7.45
| OT-2 Door Replacing Brick Plastring | 1 | 2 | 1 |  | 2.6 | 5.2 | [12 empty] | 11.8
| Window Replacing Brick Plastring OT-2 | 1 | 2 | 1.35 |  | 1.8 | 4.86 | [12 empty] | 11.01
| Deductions | 1 | -2 | 0.6 |  | 0.6 | -0.72 | [12 empty] | -0.52
| 4" Wall Partition Wall Demolition Area Plastring | 1 | 1 | 11.85 | 0.15 |  | 1.7775 | [12 empty] | 15.7775
| 4" Wall Toilet Wall Demolition Area Plastring | 1 | 2 | 3.4 | 0.15 |  | 1.02 | [12 empty] | 7.57
| Wall Cladding replace plastring | 1 | 1 | 3.2 |  | 2.3 | 7.36 | [12 empty] | 14.86
| Wall Cladding replace plastring | 1 | 2 | 1 |  | 0.4 | 0.8 | [12 empty] | 5.2
| 9" Wall Demolition Wall Area Plastring | 1 | 1 | 2.6 | 0.23 |  | 0.598 | [12 empty] | 5.428
| Door Brick Area Plastring | 1 | 2 | 0.67 |  | 1.25 | 1.675 | [12 empty] | 6.595
| Door Brick Area Plastring | 1 | 2 | 0.46 |  | 1.8 | 1.656 | [12 empty] | 6.916
| Door Brick Area Plastring | 1 | 2 | 0.64 |  | 1.25 | 1.6 | [12 empty] | 6.49
| Door Brick Area Plastring | 1 | 1 | 6 | 0.23 |  | 1.38 | [12 empty] | 9.61
| 9" Wall Plastring Future praposal Room | 1 | 2 | 3.6 |  | 3.1 | 22.32 | [12 empty] | 32.02
| 9" Wall Demolition Area Plastring | 1 | 1 | 11.41 | 0.23 |  | 2.6243 | [12 empty] | 16.2643
| Futue Praposal Room Inside Plastring Cladding Replace Plastring | 1 | 1 | 10.05 |  | 1.25 | 12.5625 | [12 empty] | 25.8625
| Window Replacing Brick Plastring | 1 | 2 | 1 |  | 1.8 | 3.6 | [12 empty] | 9.4
| Window Replacing Brick Plastring | 1 | 2 | 1 |  | 0.6 | 1.2 | [12 empty] | 5.8
| Wall Clading Replace Plastring | 1 | 1 | 3 |  | 2.64 | 7.92 | [12 empty] | 15.56
| Toilet Wall Demolition Area Plastring | 1 | 2 | 2.6 | 0.15 |  | 0.78 | [12 empty] | 6.53
| 4" Wall Brick Plastring Future Praposal Room | 1 | 2 | 5.65 |  | 3.1 | 35.03 | [12 empty] | 46.78
| Door Deduction Foture praposal Room | 1 | -2 | 1.5 |  | 2.1 | -6.3 | [12 empty] | -3.7
| Window Replace Brick plastring Furure Praposal Room -6 | 1 | 6 | 1 |  | 1.8 | 10.8 | [12 empty] | 20.6
| Window Replace Brick plastring Furure Praposal Room -6 | 1 | 4 | 1 |  | 0.35 | 1.4 | [12 empty] | 7.75
| Door replace Brick Plastring Fututre praposal Room -6 | 1 | 2 | 1.2 |  | 2.6 | 6.24 | [12 empty] | 13.04
| 9" Wall Demolition Area Plastring | 1 | 2 | 2.35 |  | 2.6 | 12.22 | [12 empty] | 20.17
| Door Jam Plastring | 1 | 1 | 6 | 0.23 |  | 1.38 | [12 empty] | 9.61
| Door Deduction Foture praposal Room-6 | 1 | -2 | 1.5 |  | 2.1 | -6.3 | [12 empty] | -3.7
| Door Area Brick Plastring | 1 | 2 | 0.48 |  | 2.6 | 2.496 | [12 empty] | 8.576
| Door Area Brick Plastring | 1 | 2 | 0.47 |  | 2.6 | 2.444 | [12 empty] | 8.514
| Door Area Brick Plastring | 1 | 2 | 1.8 |  | 0.47 | 1.692 | [12 empty] | 6.962
| Caridar Wall Plastring | 1 | 1 | 6 | 0.23 |  | 1.38 | [12 empty] | 9.61
| Caridar Wall Plastring | 1 | 2 | 2.7 | 0.23 |  | 1.242 | [12 empty] | 7.172
| 9" Wall Plastring Future praposal Room-6 | 1 | 2 | 0.37 |  | 2.6 | 1.924 | [12 empty] | 7.894
| 9" Wall Plastring Future praposal Room-6 | 1 | 2 | 0.45 |  | 1.2 | 1.08 | [12 empty] | 5.73
| Wall Cladding Replace plastring Future Praposal Room -6 | 1 | 1 | 16.15 |  | 2 | 32.3 | [12 empty] | 52.45
| Toilet Wall Plastring | 1 | 2 | 3.35 |  | 3.4 | 22.78 | [12 empty] | 32.53
| Door Deduction | 1 | -2 | 0.75 |  | 2.1 | -3.15 | [12 empty] | -1.3
| Ventlator Brick Plastring | 1 | 4 | 1.6 |  | 0.65 | 4.16 | [12 empty] | 11.41
| Window Replacing Brick Work Plastring | 1 | 4 | 1.35 |  | 1.8 | 9.72 | [12 empty] | 17.87
| 9" Wall Demolition Portion Plastring Anesthesia Room | 1 | 1 | 2.6 | 0.23 |  | 0.598 | [12 empty] | 5.428
| Door Brick Plastring | 1 | 2 | 0.7 |  | 2.6 | 3.64 | [12 empty] | 9.94
| Door Brick Plastring | 1 | 2 | 0.7 |  | 2.6 | 3.64 | [12 empty] | 9.94
| Door Brick Plastring | 1 | 2 | 1.2 |  | 0.45 | 1.08 | [12 empty] | 5.73
| Door Jam Plastring | 1 | 1 | 5.4 | 0.23 |  | 1.242 | [12 empty] | 8.872
| Anesthesia Room Inside Wall Cladding Replace Plastring | 1 | 1 | 10.9 |  | 2 | 21.8 | [12 empty] | 36.7
| Window Replace Brick Plastring | 1 | 4 | 1.3 |  | 1.8 | 9.36 | [12 empty] | 17.46
| Toilet Walls Plastring | 1 | 2 | 3.55 |  | 3.4 | 24.14 | [12 empty] | 34.09
| Door Deduction | 1 | -2 | 0.75 |  | 2.1 | -3.15 | [12 empty] | -1.3
| 9" Wall Plastring Anesthesia Room | 1 | 2 | 3.33 |  | 3.1 | 20.646 | [12 empty] | 30.076
| Window Replace Brick plastring | 1 | 2 | 1.2 |  | 1 | 2.4 | [12 empty] | 7.6
| 4" Wall Partition Wall Plastring | 1 | 2 | 5.75 |  | 3.1 | 35.65 | [12 empty] | 47.5
| Door Replace Brick plastring Anesthesia Room | 1 | 2 | 1.4 |  | 2.5 | 7 | [12 empty] | 13.9
| TIR Room-1 Wall Cladding replace Plastring | 1 | 1 | 11.8 |  | 2 | 23.6 | [12 empty] | 39.4
| TIR Room-1 Window Replace Brick Plastring | 1 | 6 | 1 |  | 1.8 | 10.8 | [12 empty] | 20.6
| TIR Room-1 Window Replace Brick Plastring | 1 | 2 | 0.4 |  | 0.97 | 0.776 | [12 empty] | 5.146
| TIR Room-1 9" Wall Partition Brick Wall Plastring | 1 | 2 | 3.23 |  | 3.1 | 20.026 | [12 empty] | 29.356
| 9" Wall Demolition Area Plastring | 1 | 1 | 2.6 | 0.23 |  | 0.598 | [12 empty] | 5.428
| 9" Wall For Door Brick Plastring | 1 | 2 | 0.4 |  | 2.6 | 2.08 | [12 empty] | 8.08
| 9" Wall For Door Brick Plastring | 1 | 2 | 0.3 |  | 2.6 | 1.56 | [12 empty] | 7.46
| 9" Wall For Door Brick Plastring | 1 | 2 | 1.8 |  | 0.43 | 1.548 | [12 empty] | 6.778
| Door jam Plastring | 1 | 1 | 6 | 0.23 |  | 1.38 | [12 empty] | 9.61
| TIR Room-2 Wall Clading Replace Plastring | 1 | 1 | 1.8 |  | 2 | 3.6 | [12 empty] | 9.4
| TIR Room-2 Wall Clading Replace Plastring | 1 | 1 | 10.2 |  | 2 | 20.4 | [12 empty] | 34.6
| 9" Partition Wall Plastring | 1 | 2 | 5.75 |  | 2.92 | 33.58 | [12 empty] | 45.25
| 9" Partition Wall Plastring | 1 | 2 | 2.15 |  | 2.96 | 12.728 | [12 empty] | 20.838
| Window Replace Brick Plastring | 1 | 2 | 2.25 |  | 1.28 | 5.76 | [12 empty] | 12.29
| 9" Wall Demolition Area Plastring | 1 | 1 | 11.45 | 0.23 |  | 2.6335 | [12 empty] | 16.3135
| 4" Wall Plastring | 1 | 2 | 5.25 |  | 3.1 | 32.55 | [12 empty] | 43.9
| Door Deduction | 1 | -1 | 1.8 |  | 2.1 | -3.78 | [12 empty] | 0.12
| TIR Room-3 Wall Clading Replace Plastring | 1 | 1 | 10.15 |  | 2.1 | 21.315 | [12 empty] | 35.565
| TIR Room-3 Wall Clading Replace Plastring | 1 | 1 | 1.8 |  | 0.9 | 1.62 | [12 empty] | 6.32
| TIR Room-3 Wall Clading Replace Plastring | 1 | 1 | 0.4 |  | 0.9 | 0.36 | [12 empty] | 3.66
| TIR Room-3 Wall Clading Replace Plastring | 1 | 1 | 1.25 |  | 1.05 | 1.3125 | [12 empty] | 5.6125
| TIR Room-3 Wall Clading Replace Plastring | 1 | 1 | 1.16 |  | 2.1 | 2.436 | [12 empty] | 7.696
| Brick Plastring | 1 | 2 | 0.41 |  | 0.97 | 0.7954 | [12 empty] | 5.1754
| Window Replace Brick Plastring | 1 | 2 | 1.8 |  | 1 | 3.6 | [12 empty] | 9.4
| 9" Wall Demolition Area Plastring | 1 | 1 | 2.6 | 0.23 |  | 0.598 | [12 empty] | 5.428
| 9" Wall Plastring Door Area | 1 | 2 | 0.28 |  | 2.6 | 1.456 | [12 empty] | 7.336
| 9" Wall Plastring Door Area | 1 | 2 | 0.28 |  | 2.6 | 1.456 | [12 empty] | 7.336
| 9" Wall Plastring Door Area | 1 | 2 | 1.8 |  | 0.5 | 1.8 | [12 empty] | 7.1
| Door Jam Plastring | 1 | 1 | 6 | 0.23 |  | 1.38 | [12 empty] | 9.61
| MCB Box Area Plastring | 1 | 1 | 0.8 | 0.5 |  | 0.4 | [12 empty] | 3.7
| Ventilator Replace Brick Plastring | 1 | 4 | 0.95 |  | 0.7 | 2.66 | [12 empty] | 9.31
| Caridor Control Door Wall Plastring | 1 | 4 | 0.87 |  | 2.1 | 7.308 | [12 empty] | 15.278
| Caridor Control Door Wall Plastring | 1 | 2 | 2.97 | 0.23 |  | 1.3662 | [12 empty] | 7.5662
| Doctors Room 9" Wall Demolition Area Plastring | 1 | 1 | 2.6 | 0.23 |  | 0.598 | [12 empty] | 5.428
| 9" Brick Wall Plastring | 1 | 2 | 2.7 |  | 2.6 | 14.04 | [12 empty] | 22.34
| 4" Wall Toilet Wall Demolition Area Plastring | 1 | 1 | 3.4 | 0.15 |  | 0.51 | [12 empty] | 6.06
| 4" Wall Toilet Wall Demolition Area Plastring | 1 | 1 | 3.4 | 0.15 |  | 0.51 | [12 empty] | 6.06
| Ventilators Replace Brick Plastring | 1 | 4 | 0.65 | 0.65 |  | 1.69 | [12 empty] | 7.99
| Toilet Wall Clading replace Plastring | 1 | 1 | 2.7 |  | 1.6 | 4.32 | [12 empty] | 10.62
| Toilet Wall inside And Out Side Plastring | 1 | 2 | 4.55 |  | 3.4 | 30.94 | [12 empty] | 41.89
| Window Replace Brick Plastring | 1 | 2 | 0.8 |  | 0.9 | 1.44 | [12 empty] | 6.14
| Changing Room 9" Wall Demolition Area plastring | 1 | 1 | 2.6 | 0.23 |  | 0.598 | [12 empty] | 5.428
| 4" Brick Wall Plastring For Door | 1 | 2 | 0.32 |  | 2.6 | 1.664 | [12 empty] | 7.584
| 4" Brick Wall Plastring For Door | 1 | 2 | 1.2 |  | 0.45 | 1.08 | [12 empty] | 5.73
| Door jam Plastring | 1 | 1 | 5.45 | 0.23 |  | 1.2535 | [12 empty] | 8.9335
| Wall Cladding Replace Plastring Change Room 1,2,3,4 | 1 | 2 | 3.86 |  | 2.1 | 16.212 | [12 empty] | 25.172
| Wall Cladding Replace Plastring Change Room 1,2,3,4 | 1 | 2 | 1.82 |  | 2 | 7.28 | [12 empty] | 14.1
| 4" Wall Brick Plastring For Door Change Room 1,2,3,4 | 1 | 4 | 0.78 |  | 3.4 | 10.608 | [12 empty] | 19.788
| 4" Wall Brick Plastring For Door Change Room 1,2,3,4 | 1 | 4 | 0.94 |  | 3.4 | 12.784 | [12 empty] | 22.124
| 4" Wall Brick Plastring For Door Change Room 1,2,3,4 | 1 | 8 | 1.1 |  | 1.3 | 11.44 | [12 empty] | 22.84
| Door jam Plastring Change Room 1,2,3,4 | 1 | 2 | 5.3 | 0.15 |  | 1.59 | [12 empty] | 10.04
| 4" Partiton Wall Plastring Change Room 1,2,3,4 | 1 | 4 | 2.8 |  | 3.4 | 38.08 | [12 empty] | 49.28
| 4" Partiton Wall Plastring Change Room 1,2,3,4 | 1 | 4 | 2.24 |  | 3.4 | 30.464 | [12 empty] | 41.104
| Window Replacing Brick Plastring | 1 | 4 | 1.8 |  | 0.95 | 6.84 | [12 empty] | 14.59
| Changing Room Partition Wall Plastring | 1 | 2 | 5.74 |  | 3.4 | 39.032 | [12 empty] | 51.172
| Wall Cladding Replace Plastring | 1 | 1 | 0.85 |  | 0.95 | 0.8075 | [12 empty] | 4.6075
| Wall Cladding Replace Plastring | 1 | 1 | 0.68 |  | 2 | 1.36 | [12 empty] | 6.04
| Changing And Duty NursesRoom 9" Wall Plastring | 1 | 2 | 2.9 |  | 2.6 | 15.08 | [12 empty] | 23.58
| Doors Deduction | 1 | -4 | 1 |  | 2.1 | -8.4 | [12 empty] | -8.3
| Wall Cladding Replace Plastring Duty Nurses Room | 1 | 1 | 0.79 |  | 2 | 1.58 | [12 empty] | 6.37
| Windoe replace Brick plastring | 1 | 2 | 1.5 |  | 0.95 | 2.85 | [12 empty] | 8.3
| Wall Cladding Replace Plastring | 1 | 1 | 0.9 |  | 1.9 | 1.71 | [12 empty] | 6.51
| Wall Cladding Replace Plastring | 1 | 1 | 2 |  | 0.3 | 0.6 | [12 empty] | 4.9
| Toilet Wall Plastring | 1 | 2 | 3.1 |  | 3.1 | 19.22 | [12 empty] | 28.42
| Door Deduction | 1 | -2 | 0.8 |  | 2.1 | -3.36 | [12 empty] | -1.46
| Nurses Room And Counciling Room Partition Wall Plastring | 1 | 2 | 5.7 |  | 3.4 | 38.76 | [12 empty] | 50.86
| Counciling Room 9" Wall Plastring | 1 | 2 | 2.2 |  | 2.6 | 11.44 | [12 empty] | 19.24
| Counciling Room 9" Wall Plastring | 1 | 2 | 1.35 |  | 0.4 | 1.08 | [12 empty] | 5.83
| Door Jam Plastring | 1 | 1 | 5.55 | 0.23 |  | 1.2765 | [12 empty] | 9.0565
| Door Deduction | 1 | -2 | 1.35 |  | 2.1 | -5.67 | [12 empty] | -3.22
| Counciling Room Wall Cladding Replace Plastring | 1 | 1 | 0.8 |  | 2 | 1.6 | [12 empty] | 6.4
| Counciling Room Wall Cladding Replace Plastring | 1 | 1 | 0.95 |  | 0.96 | 0.912 | [12 empty] | 4.822
| Counciling Room Wall Cladding Replace Plastring | 1 | 1 | 0.3 |  | 2 | 0.6 | [12 empty] | 4.9
| Counciling Room Wall Cladding Replace Plastring | 1 | 1 | 0.42 |  | 2 | 0.84 | [12 empty] | 5.26
| Counciling Room Hod Room Partiton Wall Plastring | 1 | 2 | 5.7 |  | 3.1 | 35.34 | [12 empty] | 47.14
| HOD Room 9" Wall Plastring For Door | 1 | 2 | 1.4 |  | 3.1 | 8.68 | [12 empty] | 16.18
| Door Deduction | 1 | -2 | 1 |  | 2.1 | -4.2 | [12 empty] | -2.1
| Wall Cladding Replace Plastring | 1 | 1 | 10.82 |  | 2 | 21.64 | [12 empty] | 36.46
| Wall Cladding Replace Plastring | 1 | 1 | 0.45 |  | 2 | 0.9 | [12 empty] | 5.35
| Toilet Wall Ouside And Inside Plastring | 1 | 2 | 3.3 |  | 3.5 | 23.1 | [12 empty] | 32.9
| Door Jam Plastring | 1 | 1 | 5 | 0.15 |  | 0.75 | [12 empty] | 7.9
| Door Deduction | 1 | -2 | 0.8 |  | 2.1 | -3.36 | [12 empty] | -1.46
| Toilet Room 9" Wall Demolition Area Plastring | 1 | 1 | 3.1 | 0.23 |  | 0.713 | [12 empty] | 6.043
| 9" Wall Brick Plastring | 1 | 2 | 1.5 |  | 2.35 | 7.05 | [12 empty] | 13.9
| Door Jam Plastring | 1 | 1 | 5.4 | 0.23 |  | 1.242 | [12 empty] | 8.872
| Door Deduction | 1 | -2 | 1.2 |  | 2.1 | -5.04 | [12 empty] | -2.74
| Toilet Wall 4" Wall Plastring | 1 | 2 | 5.8 |  | 2.35 | 27.26 | [12 empty] | 38.41
| Toilet Wall 4" Wall Plastring | 1 | 2 | 1.5 |  | 2.35 | 7.05 | [12 empty] | 13.9
| Door Jam Plastring | 1 | 1 | 5 | 0.15 |  | 0.75 | [12 empty] | 7.9
| Door Deductiuon | 1 | -2 | 0.8 |  | 2.1 | -3.36 | [12 empty] | -1.46
| 9" Wall plastring | 1 | 2 | 1.4 |  | 2.6 | 7.28 | [12 empty] | 14.28
| Toilet And Extra Room Partition Wall Plastring | 1 | 2 | 5.7 |  | 3.1 | 35.34 | [12 empty] | 47.14
| Extra Room 9" Wall Demolition Area plastring | 1 | 1 | 2.6 | 0.23 |  | 0.598 | [12 empty] | 5.428
| 9" Brick Wall Plastring | 1 | 2 | 2.8 |  | 2.6 | 14.56 | [12 empty] | 22.96
| Door jam Plastring | 1 | 1 | 6 | 0.23 |  | 1.38 | [12 empty] | 9.61
| Door Deduction | 1 | -2 | 1.8 |  | 2.1 | -7.56 | [12 empty] | -4.66
| Window Repplace Brick Plastring | 1 | 4 | 1 |  | 1.8 | 7.2 | [12 empty] | 15
| 4" Wall Plastring | 1 | 2 | 5.7 |  | 3.5 | 39.9 | [12 empty] | 52.1
| Caridor Control Door Walls | 1 | 8 | 0.6 |  | 2.1 | 10.08 | [12 empty] | 21.78
| Caridor Control Door Walls | 1 | 4 | 2.7 | 0.23 |  | 2.484 | [12 empty] | 10.414
| Transparent Room 9" Nrick Wall Plastring | 1 | 4 | 3.33 |  | 3.1 | 41.292 | [12 empty] | 52.722
| Door Jam plastring | 1 | 2 | 5.7 | 0.23 |  | 2.622 | [12 empty] | 11.552
| Door Deduction | 1 | -2 | 1.5 |  | 2.1 | -6.3 | [12 empty] | -3.7
| Plastring For Window Replace Brick | 1 | 10 | 1 |  | 1.8 | 18 | [12 empty] | 31.8
| 9" Wall Demolition Area Plastring | 1 | 2 | 10.45 | 0.23 |  | 4.807 | [12 empty] | 18.487
| Wall Cladding Replace Plastring | 1 | 1 | 0.8 |  | 1.63 | 1.304 | [12 empty] | 5.734
| Wall Cladding Replace Plastring | 1 | 1 | 1.02 |  | 0.8 | 0.816 | [12 empty] | 4.636
| Wall Cladding Replace Plastring | 1 | 1 | 0.75 |  | 0.9 | 0.675 | [12 empty] | 4.325
| Wall Cladding Replace Plastring | 1 | 2 | 0.26 |  | 1.2 | 0.624 | [12 empty] | 5.084
| Wall Cladding Replace Plastring | 1 | 1 | 3.5 |  | 1.5 | 5.25 | [12 empty] | 12.25
| Wall Cladding Replace Plastring | 1 | 1 | 1.25 |  | 1.24 | 1.55 | [12 empty] | 6.04
| Wall Cladding Replace Plastring | 1 | 2 | 0.52 |  | 1.2 | 1.248 | [12 empty] | 5.968
| Wall Cladding Replace Plastring | 1 | 1 | 6 |  | 0.75 | 4.5 | [12 empty] | 13.25
| 9" Wall Plastring Toilet Partition Wall | 1 | 2 | 1.5 |  | 3.1 | 9.3 | [12 empty] | 16.9
| Toilets And ICU Room Partition Wall Plastring | 1 | 2 | 5.75 |  | 3.4 | 39.1 | [12 empty] | 51.25
| 9" Wall Plastring For Door | 1 | 2 | 3 |  | 2.6 | 15.6 | [12 empty] | 24.2
| Door Jam plastring | 1 | 2 | 5.4 | 0.23 |  | 2.484 | [12 empty] | 11.114
| Door Deduction | 1 | -2 | 1.2 |  | 2.1 | -5.04 | [12 empty] | -2.74
| Toilet Room Window Replace Brick Plastring | 1 | 6 | 1 |  | 1.8 | 10.8 | [12 empty] | 20.6
| Toilet Wall Cladding Replace Plastring | 1 | 1 | 5.76 |  | 0.8 | 4.608 | [12 empty] | 13.168
| Toilet Wall Cladding Replace Plastring | 1 | 2 | 0.88 |  | 0.85 | 1.496 | [12 empty] | 6.226
| Toilet Entry Brick Plastring | 1 | 2 | 1.63 |  | 3.1 | 10.106 | [12 empty] | 17.836
| Door Jam Plastring | 1 | 1 | 5.4 | 0.23 |  | 1.242 | [12 empty] | 8.872
| Door Deduction | 1 | -2 | 1.2 |  | 2.1 | -5.04 | [12 empty] | -2.74
| Toilet Wall Cladding Replace Plastring | 1 | 1 | 13.12 |  | 2 | 26.24 | [12 empty] | 43.36
| Toilet Wall 4" Wall Plastring | 1 | 2 | 4.8 |  | 2.54 | 24.384 | [12 empty] | 34.724
| Toilet Wall 4" Wall Plastring | 1 | 4 | 1.66 |  | 2.54 | 16.8656 | [12 empty] | 26.0656
| Door Jam Plastring | 1 | 3 | 5 | 0.15 |  | 2.25 | [12 empty] | 11.4
| Door Deduction | 1 | -3 | 0.8 |  | 2.1 | -5.04 | [12 empty] | -4.14
| Access Cadidar Control Door Wall Plastring | 1 | 8 | 0.6 |  | 2.1 | 10.08 | [12 empty] | 21.78
| Access Cadidar Control Door Wall Plastring | 1 | 4 | 2.7 | 0.23 |  | 2.484 | [12 empty] | 10.414
| CSSD Room Door Replace Brick Plastring | 1 | 2 | 1.4 |  | 2.6 | 7.28 | [12 empty] | 14.28
| Window Replace Brick Plastring | 1 | 2 | 1.3 |  | 1.8 | 4.68 | [12 empty] | 10.78
| 9" Wall Brick Wall Plastring | 1 | 2 | 3.97 |  | 2.6 | 20.644 | [12 empty] | 30.214
| 4" Wall Plartition Wall Plastring | 1 | 1 | 5.7 | 0.23 |  | 1.311 | [12 empty] | 9.241
| 4" Wall Toilet Wall Plastring | 1 | 1 | 4.95 | 0.23 |  | 1.1385 | [12 empty] | 8.3185
| Door Deduction | 1 | -1 | 1.5 |  | 2.1 | -3.15 | [12 empty] | 0.45
| Door Deduction | 1 | -1 | 0.75 |  | 2.1 | -1.575 | [12 empty] | 1.275
| 4" Wall Partition Wall Plastring | 1 | 2 | 5.75 |  | 3.4 | 39.1 | [12 empty] | 51.25
| Door Jam Plastring | 1 | 1 | 4.95 | 0.15 |  | 0.7425 | [12 empty] | 7.8425
| Door Deduction | 1 | -1 | 0.75 |  | 2.1 | -1.575 | [12 empty] | 1.275
| 4" Wall Demolition Area Plastring | 1 | 1 | 11.33 | 0.15 |  | 1.6995 | [12 empty] | 15.1795
| 4" Wall Demolition Area Plastring | 1 | 1 | 13.2 | 0.15 |  | 1.98 | [12 empty] | 17.33
| wall Cladding Replace plastring | 1 | 1 | 3.93 |  | 2 | 7.86 | [12 empty] | 15.79
| wall Cladding Replace plastring | 1 | 1 | 1.16 |  | 2 | 2.32 | [12 empty] | 7.48
| 4" Wall Toilet Wall Plastring | 1 | 2 | 4.95 |  | 3.5 | 34.65 | [12 empty] | 46.1
| Door Jam Plastring | 1 | 1 | 4.95 | 0.15 |  | 0.7425 | [12 empty] | 7.8425
| Door Deduction | 1 | -1 | 0.75 |  | 2.1 | -1.575 | [12 empty] | 1.275
| Access Cadidar Control Door Wall Plastring | 1 | 8 | 0.6 |  | 2.1 | 10.08 | [12 empty] | 21.78
| Access Cadidar Control Door Wall Plastring | 1 | 4 | 2.7 | 0.23 |  | 2.484 | [12 empty] | 10.414
| CARE LAB Brick Plastring | 1 | 2 | 0.43 |  | 1.2 | 1.032 | [12 empty] | 5.662
| Wall Cladding Replace Plastring | 1 | 1 | 11.2 |  | 1.2 | 13.44 | [12 empty] | 27.84
| Wall Cladding Replace Plastring | 1 | 1 | 0.65 |  | 1.1 | 0.715 | [12 empty] | 4.465
| 4" Wall Partition Wall For Care Lab And Wash Area | 1 | 1 | 4.6 |  | 3.4 | 15.64 | [12 empty] | 25.64
| 9" Wall Plastring | 1 | 2 | 1.8 |  | 2.6 | 9.36 | [12 empty] | 16.76
| Door Jam Plastring | 1 | 1 | 6 | 0.23 |  | 1.38 | [12 empty] | 9.61
| Door Deduction | 1 | -1 | 1.8 |  | 2.1 | -3.78 | [12 empty] | 0.12
| Door Replace Brick Plastring | 1 | 2 | 1 |  | 2.6 | 5.2 | [12 empty] | 11.8
| Window Replace Brick Plastring | 1 | 2 | 1 |  | 1.8 | 3.6 | [12 empty] | 9.4
| Wall Cladding replace Plastring | 1 | 1 | 36 |  | 1.2 | 43.2 | [12 empty] | 82.4
| WASH AREA Brick Wall Plastring | 1 | 2 | 1.2 |  | 3.2 | 7.68 | [12 empty] | 15.08
| Door Jam Plastring | 1 | 1 | 4.95 | 0.15 |  | 0.7425 | [12 empty] | 7.8425
| Door Deduction | 1 | -1 | 0.75 |  | 2.1 | -1.575 | [12 empty] | 1.275
| Wall Cladding Replace Plastring | 1 | 1 | 4.2 |  | 1.2 | 5.04 | [12 empty] | 12.44
| Wall Cladding Replace Plastring | 1 | 1 | 3.3 |  | 2 | 6.6 | [12 empty] | 13.9
| STORE ROOM 4" Wall Plastring | 1 | 2 | 3.4 |  | 3.4 | 23.12 | [12 empty] | 32.92
| Door Jam | 1 | 1 | 5.2 | 0.15 |  | 0.78 | [12 empty] | 8.13
| Door Deduction | 1 | -1 | 1 |  | 2.1 | -2.1 | [12 empty] | 1
| STORE Room Wall Cladding Replace Plastring | 1 | 1 | 8.2 |  | 1.2 | 9.84 | [12 empty] | 21.24
| UPS Room Door Opening Sides Plastring | 1 | 1 | 5.7 | 0.23 |  | 1.311 | [12 empty] | 9.241
| UPS room And Electrical Room Partition Wall | 1 | 2 | 5 |  | 3 | 30 | [12 empty] | 41
| Electrical Room And Toilet Passage Wall | 1 | 2 | 5 |  | 2.2 | 22 | [12 empty] | 32.2
| Post ICU Room Window Closing Plastring | 1 | 4 | 0.9 |  | 1.8 | 6.48 | [12 empty] | 14.18
| Transplant ICU Room Window Closing Plastring | 1 | 4 | 0.9 |  | 1.8 | 6.48 | [12 empty] | 14.18
| Future ICU Room Windows Clossing plastring | 1 | 2 | 0.9 |  | 1.8 | 3.24 | [12 empty] | 8.94
[7 empty] | 2036.4247 | Sqm | [11 empty] | 2036.4247
Supply and placing of the reinforced cement concrete M25 grade Nominal Mix as per Technical Specifications-For Lintels
| Integration Pannel Room, OT-3,OT-4,OT-1,OT-2, Future praposal -6,TIR Room-1,TIR Room-2,TIR Room-3, Extra Room,CSSD Room,Point Of Care lab | 1 | 9 | 2 | 0.23 | 0.15 | 0.621 | [12 empty] | 0.621
| Future Praposal-5, Transplant Room | 1 | 7 | 1.7 | 0.23 | 0.15 | 0.41055 | [12 empty] | 0.41055
| Anesthesia, Dress Changing Room Toilet Entry,Transplant Room,Toilet Entry | 1 | 6 | 1.4 | 0.23 | 0.15 | 0.2898 | [12 empty] | 0.2898
| Dress Changing Room,Councling Room,HOD Room, | 1 | 11 | 1.2 | 0.23 | 0.15 | 0.4554 | [12 empty] | 0.4554
| HOD Toilet room, Toilet Room,CSSD Toilet Room,Utility Room | 1 | 14 | 1 | 0.15 | 0.15 | 0.315 | [12 empty] | 0.315
[7 empty] | 2.0918 | Cum | [11 empty] | 2.0918
Dismantling,clearing away and carefully stacking useful materials for re-use and disposal of unserviceable materials with 100m lead as directed by Executive Engineer-in-Charge duly taking actual premeasurements before dismantling including all labour charges (Kadapa slabs or shahabad stone slab on sand bed)
| MOT'S Integration Room Shelves Area | 1 | 3 | 2.674 | 0.45 |  | 3.6099
|  | 1 | 1 | 5.75 | 0.78 |  | 4.485
| Plat Form Top | 1 | 1 | 5.75 | 0.78 |  | 4.485
| OT'S 1,2,3,4,5,6 Shelves Area | 1 | 7 | 1.75 | 0.45 |  | 5.5125
| CSSD And Dirty Utility Room Shelves Area | 1 | 2 | 1.885 | 0.45 |  | 1.6965
| Kitchen platform Dismantling in Room No 42 | 1 | 1 | 12.06 | 0.6 |  | 7.236
| OT-3 Room Area | 1 | 1 | 5.6 | 7.1 |  | 39.76
| OT-4 Room Area | 1 | 1 | 5.6 | 7.1 |  | 39.76
| OT-1 Room Area | 1 | 1 | 5.75 | 7.1 |  | 40.825
| OT-2 Room Area | 1 | 1 | 5.8 | 6.95 |  | 40.31
| Future Praposal Room Room Area | 1 | 1 | 5.75 | 7.05 |  | 40.5375
| Future Praposal Room -6 Room Area | 1 | 1 | 5.8 | 7 |  | 40.6
[7 empty] | 268.8174 | Sqm
Dismantiling ,clearing away and carefully stacking useful materials for re-use and disposal of unserviceable materials with 100m lead as directed by Engineering -in-Charge duly taking actual preameasurements before dismantling including all charges complete (Reinforced cement concrete)
| MOT'S integration Room Self Slabs | 3 | 5 | 2.674 | 0.45 | 0.05 | 0.90248
|  | 1 | 1 | 5.7 | 0.78 | 0.1 | 0.4446
| Post ICU Room Self Slabs | 4 | 4 | 2.674 | 0.45 | 0.05 | 0.96264
| OT'S 1,2,3,4,5,6 Self Slabs | 7 | 4 | 1.75 | 0.45 | 0.05 | 1.1025
| CSSD And Dirty Utility Room | 2 | 4 | 1.885 | 0.45 | 0.05 | 0.3393
| Kitchen platform Dismantling in Room No 42 | 1 | 1 | 12.06 | 0.6 | 0.1 | 0.7236
|  | 1 | 2 | 12.6 | 0.6 | 0.05 | 0.756
| Hand Wash Plat Form Demolition in dining hall | 1 | 2 | 4 | 1.2 | 0.075 | 0.72
[7 empty] | 5.9511 | Cum
| Supply And Fixing of unplasticised polyvinyl Chloride UPVC 3 Track Sliding Windows as per Technical Specifications | [18 empty] | 0
| Mot's integration Room | 1 | 1 | 0.911 |  | 1.708 | 1.556
| Mot's integration Room | 1 | 1 | 0.918 |  | 1.708 | 1.5679
| Mot's integration Room | 1 | 1 | 0.902 |  | 1.708 | 1.5406
| Clear Store | 1 | 1 | 0.902 |  | 1.705 | 1.5379
| Clear Store | 1 | 1 | 0.905 |  | 1.7 | 1.5385
| Sterail Room | 1 | 1 | 0.906 |  | 1.7 | 1.5402
| Sterail Room | 1 | 1 | 0.91 |  | 1.705 | 1.5516
| Sterail Room | 1 | 1 | 1.813 |  | 1.696 | 3.0748
| Sterail Room | 1 | 1 | 1.832 |  | 1.701 | 3.1162
| Point Of Care | 1 | 1 | 1.81 |  | 1.693 | 3.0643
| Point Of Care | 1 | 1 | 0.903 |  | 1.698 | 1.5333
| Point Of Care | 1 | 1 | 0.9 |  | 1.7 | 1.53
| Point Of Care | 1 | 1 | 0.905 |  | 1.7 | 1.5385
| CSSD Room | 1 | 1 | 0.91 |  | 1.698 | 1.5452
| CSSD Room | 1 | 1 | 0.918 |  | 0.616 | 0.56549
| Dirty Utility | 1 | 1 | 0.904 |  | 1.702 | 1.5386
| Toilets | 1 | 1 | 0.911 |  | 1.707 | 1.5551
| Toilets | 1 | 1 | 0.905 |  | 1.703 | 1.5412
| Counseling Room | 1 | 1 | 0.9 |  | 1.702 | 1.5318
| Duty Nurses Room | 1 | 1 | 0.9 |  | 1.705 | 1.5345
| Doctors Room | 1 | 1 | 0.902 |  | 1.71 | 1.5424
[7 empty] | 36.0442 | Sqm
Supply And Fixing of unplasticised polyvinyl Chloride UPVC Fix Glass Windows as per Technical Specifications
| Opposite to MOT'S Caridor | 1 | 1 | 1.3 |  | 1.682 | 2.1866
| Post ICU | 1 | 1 | 0.903 |  | 1.7 | 1.5351
| Post ICU | 1 | 1 | 0.9 |  | 1.7 | 1.53
| Post ICU | 1 | 1 | 0.908 |  | 1.69 | 1.5345
| Post ICU | 1 | 1 | 0.903 |  | 1.7 | 1.5351
| Toilets | 4 | 1 | 0.9 |  | 0.6 | 2.16
| OT - 1 | 1 | 1 | 0.91 |  | 1.353 | 1.2312
| OT - 1 | 1 | 1 | 0.912 |  | 1.34 | 1.2221
| OT -2 | 1 | 1 | 0.91 |  | 1.345 | 1.224
| OT -2 | 1 | 1 | 0.9 |  | 1.35 | 1.215
| Future Praposal-1 | 1 | 1 | 0.903 |  | 1.3 | 1.1739
| Future Praposal-2 | 1 | 1 | 0.902 |  | 1.366 | 1.2321
| Future Praposal-2 | 1 | 1 | 0.9 |  | 1.388 | 1.2492
| Beside Lab Store Caridor | 1 | 1 | 1.802 |  | 1.687 | 3.04
| Dirty Utility | 1 | 1 | 0.91 |  | 1.7 | 1.547
| Dirty Utility | 1 | 1 | 0.904 |  | 1.698 | 1.535
| BesideDirty Utility Caridor | 1 | 1 | 1.785 |  | 1.706 | 3.0452
| Toilets | 1 | 1 | 1.807 |  | 1.71 | 3.09
| Toilets | 1 | 1 | 1.815 |  | 1.71 | 3.1037
| OT-4 | 1 | 1 | 0.91 |  | 1.357 | 1.2349
| OT - 3 | 1 | 1 | 0.898 |  | 1.351 | 1.2132
| OT - 3 | 1 | 1 | 0.923 |  | 1.356 | 1.2516
| Post ICU | 1 | 1 | 1.512 |  | 1.704 | 2.5764
| Post ICU Beside Caridor | 1 | 1 | 1.514 |  | 1.7 | 2.5738
| Changing Room | 1 | 1 | 0.916 |  | 1.171 | 1.0726
| TIR - 1 | 1 | 1 | 0.91 |  | 1.347 | 1.2258
| TIR - 2 | 1 | 1 | 0.91 |  | 1.357 | 1.2349
| TIR - 3 | 1 | 1 | 0.906 |  | 1.346 | 1.2195
| Transplant ICU | 1 | 1 | 0.9 |  | 1.703 | 1.5327
| Transplant ICU | 1 | 1 | 0.904 |  | 1.706 | 1.5422
| Transplant ICU | 1 | 1 | 0.91 |  | 1.7 | 1.547
| Room | 1 | 1 | 0.903 |  | 1.703 | 1.5378
| Room | 1 | 1 | 0.912 |  | 1.708 | 1.5577
| Room | 1 | 1 | 0.906 |  | 1.705 | 1.5447
[7 empty] | 57.2544 | Sqm
Supply And Fixing of unplasticised polyvinyl Chloride UPVC Fix Glass ventilators as per Technical Specifications
| Wash Area | 1 | 1 | 0.896 |  | 0.594 | 0.53222
| Wash Area | 1 | 1 | 0.904 |  | 0.584 | 0.52794
| Wash Area | 1 | 1 | 0.887 |  | 0.595 | 0.52776
| Lab Store | 1 | 1 | 0.594 |  | 0.607 | 0.36056
| Lab Store | 1 | 1 | 0.89 |  | 0.603 | 0.53667
| Lab Store | 1 | 1 | 0.62 |  | 0.607 | 0.37634
| CSSD Room | 1 | 1 | 0.91 |  | 0.575 | 0.52325
| Toilets | 4 | 1 | 0.9 |  | 0.6 | 2.16
| Surgeons Lounge | 1 | 1 | 0.904 |  | 0.606 | 0.54782
| Surgeons Lounge | 1 | 1 | 0.906 |  | 0.596 | 0.53998
| Surgeons Lounge | 1 | 1 | 0.912 |  | 0.6 | 0.5472
| Anesthesia Toilet | 1 | 1 | 0.915 |  | 0.598 | 0.54717
| HOD Room | 1 | 1 | 0.905 |  | 0.594 | 0.53757
| HOD Room | 1 | 1 | 0.625 |  | 0.618 | 0.38625
| HOD Room | 1 | 1 | 0.6 |  | 0.6 | 0.36
| HOD Room | 1 | 1 | 0.898 |  | 0.668 | 0.59986
| Toilet | 1 | 1 | 0.92 |  | 0.59 | 0.5428
| Changing Room | 4 | 1 | 0.6 |  | 0.6 | 1.44
| Doctors Room | 1 | 1 | 0.6 |  | 0.6 | 0.36
| Passage Toilet | 1 | 1 | 0.915 |  | 0.595 | 0.54443
| Passage Toilet | 1 | 1 | 0.91 |  | 0.61 | 0.5551
| Passage Toilet | 1 | 1 | 0.86 |  | 0.59 | 0.5074
[7 empty] | 13.5603 | Sqm
Pressure grouting the drilled holes with neat cement slurry or with approved grout admixture using pump - excluding cost of drilling holes after fixing nozzles astechnical specification approved by the department etc,. Including cost & Conveyanance of all labour charges etc,. complete finished item of work
| MOT'S Integration Room | 1 | 145 |  |  |  | 145
| Post Icu | 1 | 126 |  |  |  | 126
| Corridor Area | 1 | 124 |  |  |  | 124
| Future ICU | 1 | 180 |  |  |  | 180
| Transplant ICU | 1 | 80 |  |  |  | 80
| OT'S | [5 empty] | 655 | No
Dismantling doors, windows and clear storey windows, Ventilators etc., (Wood or Steel)shutters including chowkhats,architraves,hold fasts and other attachments etc., and stacking them with 100m leadig including charge etc., complete item work .(Not exceeding 3sqm in area)
| Window Frame Without Sutters | 1 | 84 |  |  |  | 84
| Wndow With Frame And Double Shutters | 1 | 13 |  |  |  | 13
| Window Frame Without Sutters | 1 | 2 |  |  |  | 2
| Window Frame Without Sutters | 1 | 3 |  |  |  | 3
| Wndow With Frame And Double Shutters | 1 | 3 |  |  |  | 3
| Window Frame Without Sutters | 1 | 2 |  |  |  | 2
| Wodden Window Frame With Mesh | 1 | 4 |  |  |  | 4
| Window Frame With Single Sutters | 1 | 9 |  |  |  | 9
| Fixed Glass Window | 1 | 1 |  |  |  | 1
| Window Shutters With Glass | 1 | 5 |  |  |  | 5
| Wodden Window Frame With Mesh | 1 | 1 |  |  |  | 1
| Window Shutters With Glass | 1 | 60 |  |  |  | 60
| Window Shutters With Glass | 1 | 108 |  |  |  | 108
| Window Shutters With Glass | 1 | 8 |  |  |  | 8
| Windows Frame Without Shutters | 1 | 14 |  |  |  | 14
| Window Frame With Single Sutters | 1 | 2 |  |  |  | 2
| Window frame With Double Shutter | 1 | 1 |  |  |  | 1
| Wodden Window Frame With Mesh | 1 | 3 |  |  |  | 3
| Window Frame Without Sutters | 1 | 1 |  |  |  | 1
| Window Frame Without Sutters | 1 | 1 |  |  |  | 1
| Window Frame Without Sutters | 1 | 1 |  |  |  | 1
| Wodden Window Frame With Mesh | 1 | 7 |  |  |  | 7
| Window Shutters With Glass | 1 | 3 |  |  |  | 3
|  | 1 | 1 |  |  |  | 1
|  | 1 | 1 |  |  |  | 1
|  | 1 | 3 |  |  |  | 3
| Wodden Single Shutter Door | 1 | 8 |  |  |  | 8
| Wodden Double Shutter Door | 1 | 18 |  |  |  | 18
| Wodden Single Shutter Door | 1 | 7 |  |  |  | 7
| Wodden Single Shutter Door | 1 | 3 |  |  |  | 3
| Wodden Caboard Single Doors | 1 | 31 |  |  |  | 31
| Wodden Caboard Double Doors | 1 | 11 |  |  |  | 11
| Metal Mesh Door | 1 | 1 |  |  |  | 1
| Wodden Door Without frame | 1 | 4 |  |  |  | 4
| Ventilator Single Shutter | 1 | 4 |  |  |  | 4
| Ventilator Double Shutter | 1 | 19 |  |  |  | 19
| Ventilators With Exhast fan | 1 | 2 |  |  |  | 2
[7 empty] | 449 | No
MS Grills to Windows
| Mot's integration Room | 1 | 1 | 0.911 |  | 1.708 | 1.556
| Mot's integration Room | 1 | 1 | 0.918 |  | 1.708 | 1.5679
| Mot's integration Room | 1 | 1 | 0.902 |  | 1.708 | 1.5406
| Clear Store | 1 | 1 | 0.902 |  | 1.705 | 1.5379
| Clear Store | 1 | 1 | 0.905 |  | 1.7 | 1.5385
| Sterail Room | 1 | 1 | 0.906 |  | 1.7 | 1.5402
| Sterail Room | 1 | 1 | 0.91 |  | 1.705 | 1.5516
| Sterail Room | 1 | 1 | 1.813 |  | 1.696 | 3.0748
| Sterail Room | 1 | 1 | 1.832 |  | 1.701 | 3.1162
| Point Of Care | 1 | 1 | 1.81 |  | 1.693 | 3.0643
| Point Of Care | 1 | 1 | 0.903 |  | 1.698 | 1.5333
| Point Of Care | 1 | 1 | 0.9 |  | 1.7 | 1.53
| Point Of Care | 1 | 1 | 0.905 |  | 1.7 | 1.5385
| CSSD Room | 1 | 1 | 0.91 |  | 1.698 | 1.5452
| CSSD Room | 1 | 1 | 0.918 |  | 0.616 | 0.56549
| Dirty Utility | 1 | 1 | 0.904 |  | 1.702 | 1.5386
| Toilets | 1 | 1 | 0.911 |  | 1.707 | 1.5551
| Toilets | 1 | 1 | 0.905 |  | 1.703 | 1.5412
| Counseling Room | 1 | 1 | 0.9 |  | 1.702 | 1.5318
| Duty Nurses Room | 1 | 1 | 0.9 |  | 1.705 | 1.5345
| Doctors Room | 1 | 1 | 0.902 |  | 1.71 | 1.5424
| Opposite to MOT'S Caridor | 1 | 1 | 1.3 |  | 1.682 | 2.1866
| Post ICU | 1 | 1 | 0.903 |  | 1.7 | 1.5351
| Post ICU | 1 | 1 | 0.9 |  | 1.7 | 1.53
| Post ICU | 1 | 1 | 0.908 |  | 1.69 | 1.5345
| Post ICU | 1 | 1 | 0.903 |  | 1.7 | 1.5351
| Toilets | 4 | 1 | 0.9 |  | 0.6 | 2.16
| Future Praposal-1 | 1 | 1 | 0.903 |  | 1.3 | 1.1739
| Future Praposal-2 | 1 | 1 | 0.902 |  | 1.366 | 1.2321
| Future Praposal-2 | 1 | 1 | 0.9 |  | 1.388 | 1.2492
| Beside Lab Store Caridor | 1 | 1 | 1.802 |  | 1.687 | 3.04
| Dirty Utility | 1 | 1 | 0.91 |  | 1.7 | 1.547
| Dirty Utility | 1 | 1 | 0.904 |  | 1.698 | 1.535
| BesideDirty Utility Caridor | 1 | 1 | 1.785 |  | 1.706 | 3.0452
| Toilets | 1 | 1 | 1.807 |  | 1.71 | 3.09
| Toilets | 1 | 1 | 1.815 |  | 1.71 | 3.1037
| Post ICU | 1 | 1 | 1.512 |  | 1.704 | 2.5764
| Post ICU Beside Caridor | 1 | 1 | 1.514 |  | 1.7 | 2.5738
| Changing Room | 1 | 1 | 0.916 |  | 1.171 | 1.0726
| Transplant ICU | 1 | 1 | 0.9 |  | 1.703 | 1.5327
| Transplant ICU | 1 | 1 | 0.904 |  | 1.706 | 1.5422
| Transplant ICU | 1 | 1 | 0.91 |  | 1.7 | 1.547
| Room | 1 | 1 | 0.903 |  | 1.703 | 1.5378
| Room | 1 | 1 | 0.912 |  | 1.708 | 1.5577
| Room | 1 | 1 | 0.906 |  | 1.705 | 1.5447
[7 empty] | 81.0266 | Sqm | [11 empty] | 81.0266
Painting one coat water based cement primer of interior grade I and two coats of acrylic emulsion paint for ceiling and Walls
Providing and applying Wall putty of White Cement or Polymer or Cement based of average 1 to 2 mm thickness over plastered surface to prepare the surface even and smooth after thoroughly brushing the surface to remove all dirt and remains of loose powdered materials, applying emery paper, Sand the surface, clean & wipe off loose dust, applying knifing paste filler by putty knife / muslin pad, air dry for 2-3
Supply and Fixing of 25mm dia Conduit Pipes surface on Wall
[7 empty] | 10000 | Rmt
Supply and Fixing of 25mm dia conduit pipes Concealed on wall
[7 empty] | 4000 | Rmt
Wiring with run of 2 of 1.5 sqmm copper cable for pointing wiring
[7 empty] | 570 | pts
Wiring with run of 2 of 1.5 Sqmm Copper cable for stairecase points wiring.
[7 empty] | 10 | Pts
Supply and fixing of 6A/10A ISI Mark 3/2 pin Modular socket Common switch board
[7 empty] | 25 | Pts
Wiring with 3 of 1.5 sq.mm with 6A switch and 6A, 3/2 pin socket Modular type with 6A switch control fixing on separate board.
[7 empty] | 50 | Pts
Supply and fixing of 6A switchs - 2 Nos and 6A 3/2 pin socket - 3 Nos Modular type with cover plate
[7 empty] | 200 | Pts
Supply & fixing of 16A/6A, 2 in one socket with 16A switch control modular type
[7 empty] | 200 | Nos
Supply & fixing of 32A, socket with switch control modular
[7 empty] | 18 | Nos
Supply & fixing of 64A, socket with 64A switch control modular type
[7 empty] | 4 | Nos
Supply and Run of 1 of 1.5 sq.mm (phase, neutral and earth) FRLSH / HFFR PVC insulated 1100V grade as per IS:694/1990, IS 17048 specifications for Copper cable.
[7 empty] | 2000 | Rmt
Supply and Run of 3 of 1.5 sq.mm (phase, neutral and earth) FRLSH / HFFR PVC insulated 1100V grade as per IS:694/1990, IS 17048 specifications for Copper cable .
[7 empty] | 2000 | Rmt
Supply and Run of 3 of 2.5 sq.mm (phase, neutral and earth) FRLSH / HFFR PVC insulated 1100V grade as per IS:694/1990, IS 17048 specifications for Copper cable.
[7 empty] | 8000 | Rmt
Supply and Run of 3 runs of 4.0 sq mm (phase neutral and earth) FRLSH / HFFR PVC insulated 1100V grade as per IS:694/1990, IS 17048 specifications for Copper cable.
[7 empty] | 5000 | Rmt
Supply and Run of 3 of 6.0 Sq.mm FRLSH / HFFR PVC insulated 1100V grade as per IS:694/1990, IS 17048 specifications for Copper cable.
[7 empty] | 300 | Rmt
Supply and Run of 5 of 6.0 Sq.mm FRLSH / HFFR PVC insulated 1100V grade as per IS:694/1990, IS 17048 specifications for Copper cable.
[7 empty] | 300 | Rmt
Supply and Run of 5 of 10.0 Sq.mm FRLSH / HFFR PVC insulated 1100V grade as per IS:694/1990, IS 17048 specifications for Copper cable.
[7 empty] | 500 | Rmt
Supply and fixing of DP Metal Enclosure with IP 20 Protection DB Make with 1 No 20A, 10 KA DP MCB
[7 empty] | 8 | Nos
Supply and fixing of 4 Way TPN DB Horizontal with IP 43 Protection as per IS:13032 (For Lighting DBs)
[7 empty] | 10 | Nos
Supply and fixing of 4 Way TPN DB Horizontal with IP 43 Protection as per IS:13032 (For Power DB's)
[7 empty] | 14 | Nos
Supply and fixing of 8 Way VTPN DB with IP 43 Protection as per IS:13032
[7 empty] | 5 | Nos
Supply and fixing of cable adopteres box with cover for DBs including, massanory work etc., complete.,
[7 empty] | 10 | Nos | [11 empty] | 10
Providing independent earthing for Important equipment with 40mm dia 'B' class 2.5m long G.I pipe (GI Earthing)
[7 empty] | 18 | Nos
Providing independent earthing by exacavating a pit to a depth of 2.25Mtr in all soils as per size specified in the data for Sophisticated Electronic equipment (Copper Earthing)
[7 empty] | 18 | Nos
Providing independent earthing for Important equipment with 100mm dia Heavy gauge C.I Earthing
[7 empty] | 6 | Nos
Supply and Run of 50mm x 6mm G.I Strip
[7 empty] | 400 | Rmt
Supply and Run of 25mm x 3mm copper strip
[7 empty] | 400 | Rmt
Supply, transportation and fixing of 22W +/ 10% , >/ 2300 lumens, 1200mm length LED light
[7 empty] | 20 | Nos
Supply, transportation and fixing 32-36W (>=3600 Lumens), 2' x2' (600mm x 600mm) slim panel LED luminaire
[7 empty] | 60 | Nos
Supply, transportation and fixing 12 W +/-10% (>= 1200 Lumens) Down lighter back lit LED Down Light Recessed / Surface
[7 empty] | 215 | Nos
Supply, transportation and fixing 18 W +/-10% (>= 1800 Lumens) Down lighter back lit LED Down Light
[7 empty] | 95 | Nos
Supply, transportation and fixing ISI mark batten holder / slanting holder
[7 empty] | 8 | Nos
Supply, Transportation of energy efficient fan, 1200 mm sweep, aluminium body, consuming 28W, BEE 5 star rated, ceiling fan
[7 empty] | 40 | Nos
Supply and fixing of Modular type Stepped electronic regulator.
[7 empty] | 40 | Nos
Labour charges for fixing of ceiling fan and regulator
[7 empty] | 40 | Nos
Supply and erecting 19/20mm steel tube down rod of one meter length
[7 empty] | 40 | Nos
Supply of 12" (300mm) Light duty exhaust fan
[7 empty] | 5 | Nos
Supply,Transportation of 12" (300mm) ISI, 900 RPM Heavy duty exhaust fan
[7 empty] | 10 | Nos
Labour charges for fixing the exhaust fan in wall with necessary connections
[7 empty] | 15 | Nos
Supply and fixing of GI louver shutter including GI mesh
[7 empty] | 15 | Nos
Main Power Panel with 1000A 4 Pole ACB as incomer - 1 No and out goings 800 A 4P MCCB - 1 No., 630 A 4P MCCB - 1 No., 400A 4P MCCB - 4 Nos & 250A 4P MCCB - 3 No's with required Digital Ammeter and Voltmer, LED Indicators
[7 empty] | 1 | Nos
Floor Power Panel : Incomer: 630A 4 Pole MCCB,- 1 No Outgoings 250 A 4P MCCB - 4 No's 125 A 4P MCCB - 10 No's, 63 A 4P MCCB - 4 No's with required Digital Ammeter and Voltmer, LED Indicators
[7 empty] | 1 | Nos
Electrical Lighting Panels : Incomer: 250 A 4 Pole MCCB - 1 No, Out Goings 125 A 4P MCCB - 4 No's 63 A 4P MCCB - 3 No's with required Digital Ammeter and Voltmer, LED Indicators
[7 empty] | 2 | Nos
130KVAR Out Door Capacitor panel : Incomer: 250A FP MCCB - 1 No, 63A 10KA TP MCB - 9 Nos. 20 KVAR Capacitor Duty contactors - 5 Nos., 10 KVAR Capacitor Duty contactors - 2 Nos, .5 KVAR Capacitor Duty contactors - 2 Nos. 12 stage APFC Relay - 1 No
[7 empty] | 1 | Nos
630 KVA Transformer OLTC for transformers with RTCC: Supply, Transportation, Installation, Testing and Commissioning of 630 KVA TRANSFORMER with all test reports. The Transformer shall be designed and manufactured as per IS:1180 OLTC with level-II with initial filling of oil as per IS 335-1993. 1000 A LT Breaker Kiosk - 01 No.The basic details of the Transformer are as under. Makes: Kirloskar / PETE / Esennar / Voltamp / Crompton / ABB / Schneider.
[7 empty] | 1 | Nos
Supply of 25 Sqmm 3.5 Core XLPE insulated UG Cable.
[7 empty] | 200 | Rmt
Supply of 50 Sqmm 3.5 Core XLPE insulated UG Cable.
[7 empty] | 200 | Rmt
Supply of 70 Sqmm 3.5 Core XLPE insulated UG Cable.
[7 empty] | 75 | Rmt
Supply of 120 Sqmm 3.5 Core XLPE insulated UG Cable.
[7 empty] | 50 | Rmt
Supply of 185 Sqmm 3.5 Core XLPE insulated UG Cable.
[7 empty] | 50 | Rmt
Supply of 240 Sqmm 3.5 Core XLPE insulated UG Cable.
[7 empty] | 100 | Rmt
Supply of 300 Sqmm 3.5 Core XLPE insulated UG Cable.
[7 empty] | 500 | Rmt
Termination of UG cables of 3.5 core 25 Sq.mm
[7 empty] | 8 | Nos
Termination of UG cables of 3.5 core 50 Sq.mm
[7 empty] | 8 | Nos
Termination of UG cables of 3.5 core 70 Sq.mm
[7 empty] | 8 | Nos
Termination of UG cables of 3.5 core 120 Sq.mm
[7 empty] | 4 | Nos
Termination of UG cables of 3.5 core 185 Sq.mm
[7 empty] | 4 | Nos
Termination of UG cables of 3.5 core 240 Sq.mm
[7 empty] | 4 | Nos
Termination of UG cables of 3.5 core 300 Sq.mm
[7 empty] | 12 | Nos
Earth work excavation of Trench laying of U.G cables up to 70 sqmm
[7 empty] | 100 | Rmt
Earth work excavation of Trench laying of U.G cables from 95 Sqmm
[7 empty] | 100 | Rmt
Laying of PVC armoured under ground cable up to 95 Sqmm on wall
[7 empty] | 200 | Rmt
Laying of PVC armoured under ground cable from 120 Sq.mm to 400 Sqmm saddles on wall
[7 empty] | 700 | Rmt
Supply, Transportation and Installation of 150mm x 50mm x 2mm thick hot dip GI perforated cable tray
[7 empty] | 200 | Rmt
Supply, Transportation and Installation of 300mm x 50mm x 2mm thick thick hot dip GI perforated cable tray
[7 empty] | 100 | Rmt
Supply, Transportation and installation of 10KVA / 312V DC on line UPS system
[7 empty] | 7 | Nos
Supply and fixing of 12V, 150 AH MF battery
[7 empty] | 182 | Nos
Supply and providing of UPS cum battery rack 20 batteries
[7 empty] | 7 | Nos
Supply, Transportation, Installation, Testing and commissioning of storage / Pressure type 5 Star rated water heater with ABS plastic body of 15 Ltrs
[7 empty] | 7 | Nos
26 persons ICU bed cum passenger lift (1768 Kgs) G+8 Floors, 9 stops,9 Openings (Cost Includes amount for Construction of Shaft / Cladding from Ground to 8th Floor)
[7 empty] | 1 | Nos
Air Conditioning
1.50 TR with , 18000 BTU/Hr High Wall mount Split Air Conditioners
[7 empty] | 6 | Nos
2.0 TR with , 24000 BTU/Hr High Wall mount Split Air Conditioners
[7 empty] | 2 | Nos | [11 empty] | 2
Voltage stabilizer for 4 KVA maximum load
[7 empty] | 6 | Nos
Voltage stabilizer for 5 KVA maximum load
[7 empty] | 2 | Nos
Ductable Air Conditioners 11.0 TR with ISEER ≥ 4
[7 empty] | 1 | Nos
Ductable Air Conditioners 8.5 TR with ISEER ≥ 4
[7 empty] | 2 | Nos
Ductable Air Conditioners 5.5 TR with ISEER ≥ 4
[7 empty] | 1 | Nos

## Sheet3
Discription | No |  | L | B | D | Q
Mot's integration Room 4" | 1 | 1 | 4.48 | 0.15 | 3 | 2.016
4" wll | 1 | 1 | 5.76 | 0.15 | 3.4 | 2.9376
Self Walls 4" | 3 | 3 | 0.45 | 0.15 | 2.1 | 1.2757
Self Walls 4" | 1 | 8 | 0.68 | 0.15 | 2.1 | 1.7136
Wall Demolition For Door 9" | 1 | 1 | 2.03 | 0.23 | 2.6 | 1.2139
Deduct Door D3 | -1 | 1 | 0.9 | 0.23 | 2.6 | -0.5382
Wall Demolition For Door 9" | 1 | 1 | 4.3 | 0.23 | 2.6 | 2.5714
Deduct Door D3 | -1 | 1 | 0.9 | 0.23 | 2.6 | -0.5382
Post ICU Room 4" Wall Partition Wall | 1 | 3 | 5.75 | 0.15 | 3 | 7.7625
Self Wall Demolition 4" | 1 | 4 | 0.45 | 0.15 | 2.1 | 0.567
Wall Demolition For Door 9" | 1 | 1 | 2.03 | 0.23 | 2.6 | 1.2139
Deduct Door D3 | -1 | 1 | 0.9 | 0.23 | 2.6 | -0.5382
Self Wall Demolitions In OT'S 4" | 3 | 7 | 0.45 | 0.15 | 2.2 | 3.1185
4" wall | 2 | 3 | 0.45 | 0.15 | 2.1 | 0.8505
OT 5,6 4" wall | 2 | 4 | 0.45 | 0.15 | 2.1 | 1.134
4" wall | 1 | 3 | 0.45 | 0.15 | 2.1 | 0.42525
Self Demolition In CSSD And Dirty Utility Room 4" wall | 2 | 2 | 0.45 | 0.15 | 2.1 | 0.567
4" wall | 2 | 3 | 0.45 | 0.15 | 2.1 | 0.8505
OT-3 9" Wall Demolition for door 9" wall | 1 | 1 | 2.55 | 0.23 | 2.62 | 1.5366
OT-3 Room 4" PartitionWall Demolition 4" wall | 1 | 1 | 5.47 | 0.15 | 3.1 | 2.5435
OT-3 Room 4" Toilet Wall Demolition | 1 | 1 | 2.4 | 0.15 | 3.4 | 1.224
OT-3 Toilet Walls Demolition 4"wall | 1 | 1 | 2.5 | 0.15 | 3.4 | 1.275
OT-4 Toilet Walls 4" wall | 1 | 1 | 2.5 | 0.15 | 3.4 | 1.275
4" Wall Partition Wall Demolition | 1 | 1 | 5.7 | 0.15 | 3.1 | 2.6505
OT-4 9" Wall Demolition for door | 1 | 1 | 2.72 | 0.23 | 2.6 | 1.6266
9" Wall Demolition OT-1 for door | 1 | 1 | 2.7 | 0.23 | 2.6 | 1.6146
4" Wall Demolition Partion Wall | 1 | 1 | 5.65 | 0.15 | 3.1 | 2.6273
4" Wall Toilet Wall Demolition OT-1 | 1 | 2 | 2.5 | 0.15 | 3.4 | 2.55
4" Wall Partition Wall Demolition OT-1 to Ot-2 | 1 | 1 | 2.25 | 0.15 | 2.6 | 0.8775
4" Wall Partition Wall Demolition OT-2 | 1 | 1 | 5.65 | 0.15 | 3.1 | 2.6273
4" Wall Toilet Wall Demolition OT-2 | 1 | 2 | 2.5 | 0.15 | 3.4 | 2.55
OT - 2 9" Wall Demolition For door | 1 | 1 | 1.25 | 0.23 | 2.6 | 0.7475
Future Praposal Room 9" Wall Partition Wall Demolition | 1 | 1 | 5.21 | 0.23 | 3.1 | 3.7147
4" Wall Toilet Room Wall Demolition Future Praposal Room | 1 | 1 | 2.8 | 0.15 | 1.3 | 0.546
4" Wall Toilet Room Wall Demolition Future Praposal Room | 1 | 1 | 2.6 | 0.15 | 1.3 | 0.507
9" Wall Demolition For Door Future Praposal Room -6 | 1 | 1 | 2.35 | 0.23 | 2.6 | 1.4053
Sergeons Room 9" Wall Demolition | 1 | 1 | 1.75 | 0.23 | 2.6 | 1.0465
Anesthsia Room 9" Wall Demolition | 1 | 1 | 2.6 | 0.23 | 2.6 | 1.5548
TIR Room-1 9" Wall Demolition | 1 | 1 | 2.8 | 0.23 | 2.6 | 1.6744
TIR Room-2 9" Wall Demolition | 1 | 1 | 5.25 | 0.23 | 3.1 | 3.7433
TIR Room -3 9" Wall Demolition | 1 | 1 | 2.4 | 0.23 | 2.6 | 1.4352
Doctors Room 9" Wall Demolition | 1 | 1 | 3.78 | 0.23 | 2.6 | 2.2604
4" Wall Partition Wall Demolition | 1 | 1 | 3.36 | 0.15 | 3.4 | 1.7136
4" Wall Partition Wall Demolition | 1 | 1 | 2.7 | 0.15 | 3.4 | 1.377
4" Wall Partition Wall Demolition | 1 | 1 | 1.5 | 0.15 | 3.4 | 0.765
Dress Changing Room 9" Wall Demolition | 1 | 1 | 1.65 | 0.23 | 2.6 | 0.9867
Changing And Duty NursesRoom 9" Wall Demolition For Door | 1 | 1 | 2.9 | 0.23 | 2.6 | 1.7342
Counseling Room 9" Wall Demolition For Door | 1 | 1 | 2.2 | 0.23 | 2.6 | 1.3156
HOD Room 9" Wall Demolition | 1 | 1 | 1.4 | 0.23 | 3.1 | 0.9982
9" Wall Demolition At Toilets Entry | 1 | 1 | 2.84 | 0.23 | 3.1 | 2.0249
Toilet Room 9" Wall Demolition for Door | 1 | 1 | 1.564 | 0.23 | 2.35 | 0.84534
9" Wall Demolition | 1 | 1 | 1.4 | 0.23 | 2.6 | 0.8372
Extra Room 9" Wall Demolition | 1 | 1 | 2.8 | 0.23 | 2.6 | 1.6744
Transplant Room ICU 9" Wall Demolition | 1 | 1 | 3.33 | 0.23 | 3.1 | 2.3743
9" Wall Partition Wall Demolition | 1 | 2 | 5.25 | 0.23 | 3.3 | 7.9695
Door Deduction | 1 | -2 | 1.5 | 0.23 | 2.1 | -1.449
9" Wall Demolition For Toilet ICU Room For Door | 1 | 1 | 3 | 0.23 | 2.6 | 1.794
9" Wall Demolition For CSSD And Dirty Utility Room | 1 | 1 | 3.97 | 0.23 | 2.6 | 2.3741
4" Wall Demolition CSSD Room | 1 | 1 | 5.13 | 0.15 | 3.1 | 2.3854
4" Wall Demolition CSSD Room | 1 | 1 | 7 | 0.15 | 3.1 | 3.255
CARE LAB 4" Wall Demolition | 1 | 1 | 1.25 | 0.15 | 3.85 | 0.72188
CARE LAB 4" Wall Demolition | 1 | 2 | 1.5 | 0.15 | 2.25 | 1.0125
POINT OF CARE LAB 9" Wall Demolition | 1 | 2 | 1.8 | 0.23 | 2.6 | 2.1528
4" Wall Partition Wall Demolition | 1 | 1 | 5.7 | 0.15 | 3.1 | 2.6505
WASH AREA 4" Wall Demolition | 1 | 1 | 1.2 | 0.15 | 3.2 | 0.576
STERAIL STORE ROOM 9" Wall Demolition | 1 | 1 | 0.7 | 0.23 | 2.6 | 0.4186
Door Opening For UPS Room | 1 | 1 | 1.7 | 0.23 | 2.7 | 1.0557
Toilet At Post ICU Low Roof | 1 | 4 | 1.4 | 1.4 | 0.5 | 3.92
Toilet At Electrical Room Low Roof | 1 | 4 | 1.4 | 1.4 | 0.5 | 3.92
Toilet At Transplant Room | 1 | 3 | 1.5 | 1.5 | 0.5 | 3.375
Toilet At General Store Room | 1 | 4 | 1.4 | 1.4 | 0.5 | 3.92
[6 empty] | 126.9143 | `

## Sheet7
S.No | Discription | No |  | L | B | D | Q
4" Wall Demolition
| Mot's integration Room 4" | 1 | 1 | 4.48 | 0.15 | 3 | 2.016
| 4" wll | 1 | 1 | 5.76 | 0.15 | 3.4 | 2.9376
| Self Walls 4" | 3 | 3 | 0.45 | 0.15 | 2.1 | 1.2757
| Self Walls 4" | 1 | 8 | 0.68 | 0.15 | 2.1 | 1.7136
| Post ICU Room 4" Wall Partition Wall | 1 | 3 | 5.75 | 0.15 | 3 | 7.7625
| Self Wall Demolition 4" | 1 | 4 | 0.45 | 0.15 | 2.1 | 0.567
| Self Wall Demolitions In OT'S 4" | 3 | 7 | 0.45 | 0.15 | 2.2 | 3.1185
| 4" wall | 2 | 3 | 0.45 | 0.15 | 2.1 | 0.8505
| OT 5,6 4" wall | 2 | 4 | 0.45 | 0.15 | 2.1 | 1.134
| 4" wall | 1 | 3 | 0.45 | 0.15 | 2.1 | 0.42525
| Self Demolition In CSSD And Dirty Utility Room 4" wall | 2 | 2 | 0.45 | 0.15 | 2.1 | 0.567
| 4" wall | 2 | 3 | 0.45 | 0.15 | 2.1 | 0.8505
| OT-3 Room 4" PartitionWall Demolition 4" wall | 1 | 1 | 5.47 | 0.15 | 3.1 | 2.5435
| OT-3 Room 4" Toilet Wall Demolition | 1 | 1 | 2.4 | 0.15 | 3.4 | 1.224
| OT-3 Toilet Walls Demolition 4"wall | 1 | 1 | 2.5 | 0.15 | 3.4 | 1.275
| OT-4 Toilet Walls 4" wall | 1 | 1 | 2.5 | 0.15 | 3.4 | 1.275
| 4" Wall Partition Wall Demolition | 1 | 1 | 5.7 | 0.15 | 3.1 | 2.6505
| 4" Wall Demolition Partion Wall | 1 | 1 | 5.65 | 0.15 | 3.1 | 2.6273
| 4" Wall Toilet Wall Demolition OT-1 | 1 | 2 | 2.5 | 0.15 | 3.4 | 2.55
| 4" Wall Partition Wall Demolition OT-1 to Ot-2 | 1 | 1 | 2.25 | 0.15 | 2.6 | 0.8775
| 4" Wall Partition Wall Demolition OT-2 | 1 | 1 | 5.65 | 0.15 | 3.1 | 2.6273
| 4" Wall Toilet Wall Demolition OT-2 | 1 | 2 | 2.5 | 0.15 | 3.4 | 2.55
| 4" Wall Toilet Room Wall Demolition Future Praposal Room | 1 | 1 | 2.8 | 0.15 | 1.3 | 0.546
| 4" Wall Toilet Room Wall Demolition Future Praposal Room | 1 | 1 | 2.6 | 0.15 | 1.3 | 0.507
| 4" Wall Partition Wall Demolition | 1 | 1 | 3.36 | 0.15 | 3.4 | 1.7136
| 4" Wall Partition Wall Demolition | 1 | 1 | 2.7 | 0.15 | 3.4 | 1.377
| 4" Wall Partition Wall Demolition | 1 | 1 | 1.5 | 0.15 | 3.4 | 0.765
| 4" Wall Demolition CSSD Room | 1 | 1 | 5.13 | 0.15 | 3.1 | 2.3854
| 4" Wall Demolition CSSD Room | 1 | 1 | 7 | 0.15 | 3.1 | 3.255
| CARE LAB 4" Wall Demolition | 1 | 1 | 1.25 | 0.15 | 3.85 | 0.72188
| CARE LAB 4" Wall Demolition | 1 | 2 | 1.5 | 0.15 | 2.25 | 1.0125
| 4" Wall Partition Wall Demolition | 1 | 1 | 5.7 | 0.15 | 3.1 | 2.6505
| WASH AREA 4" Wall Demolition | 1 | 1 | 1.2 | 0.15 | 3.2 | 0.576
9" Wall Demolition
| Wall Demolition For Door 9" | 1 | 1 | 2.03 | 0.23 | 2.6 | 1.2139
| Deduct Door D3 | -1 | 1 | 0.9 | 0.23 | 2.6 | -0.5382
| Wall Demolition For Door 9" | 1 | 1 | 4.3 | 0.23 | 2.6 | 2.5714
| Deduct Door D3 | -1 | 1 | 0.9 | 0.23 | 2.6 | -0.5382
| Wall Demolition For Door 9" | 1 | 1 | 2.03 | 0.23 | 2.6 | 1.2139
| Deduct Door D3 | -1 | 1 | 0.9 | 0.23 | 2.6 | -0.5382
| OT-3 9" Wall Demolition for door 9" wall | 1 | 1 | 2.55 | 0.23 | 2.62 | 1.5366
| OT-4 9" Wall Demolition for door | 1 | 1 | 2.72 | 0.23 | 2.6 | 1.6266
| 9" Wall Demolition OT-1 for door | 1 | 1 | 2.7 | 0.23 | 2.6 | 1.6146
| OT - 2 9" Wall Demolition For door | 1 | 1 | 1.25 | 0.23 | 2.6 | 0.7475
| Future Praposal Room 9" Wall Partition Wall Demolition | 1 | 1 | 5.21 | 0.23 | 3.1 | 3.7147
| 9" Wall Demolition For Door Future Praposal Room -6 | 1 | 1 | 2.35 | 0.23 | 2.6 | 1.4053
| Sergeons Room 9" Wall Demolition | 1 | 1 | 1.75 | 0.23 | 2.6 | 1.0465
| Anesthsia Room 9" Wall Demolition | 1 | 1 | 2.6 | 0.23 | 2.6 | 1.5548
| TIR Room-1 9" Wall Demolition | 1 | 1 | 2.8 | 0.23 | 2.6 | 1.6744
| TIR Room-2 9" Wall Demolition | 1 | 1 | 5.25 | 0.23 | 3.1 | 3.7433
| TIR Room -3 9" Wall Demolition | 1 | 1 | 2.4 | 0.23 | 2.6 | 1.4352
| Doctors Room 9" Wall Demolition | 1 | 1 | 3.78 | 0.23 | 2.6 | 2.2604
| Dress Changing Room 9" Wall Demolition | 1 | 1 | 1.65 | 0.23 | 2.6 | 0.9867
| Changing And Duty NursesRoom 9" Wall Demolition For Door | 1 | 1 | 2.9 | 0.23 | 2.6 | 1.7342
| Counseling Room 9" Wall Demolition For Door | 1 | 1 | 2.2 | 0.23 | 2.6 | 1.3156
| HOD Room 9" Wall Demolition | 1 | 1 | 1.4 | 0.23 | 3.1 | 0.9982
| 9" Wall Demolition At Toilets Entry | 1 | 1 | 2.84 | 0.23 | 3.1 | 2.0249
| Toilet Room 9" Wall Demolition for Door | 1 | 1 | 1.564 | 0.23 | 2.35 | 0.84534
| 9" Wall Demolition | 1 | 1 | 1.4 | 0.23 | 2.6 | 0.8372
| Extra Room 9" Wall Demolition | 1 | 1 | 2.8 | 0.23 | 2.6 | 1.6744
| Transplant Room ICU 9" Wall Demolition | 1 | 1 | 3.33 | 0.23 | 3.1 | 2.3743
| 9" Wall Partition Wall Demolition | 1 | 2 | 5.25 | 0.23 | 3.3 | 7.9695
| Door Deduction | 1 | -2 | 1.5 | 0.23 | 2.1 | -1.449
| 9" Wall Demolition For Toilet ICU Room For Door | 1 | 1 | 3 | 0.23 | 2.6 | 1.794
| 9" Wall Demolition For CSSD And Dirty Utility Room | 1 | 1 | 3.97 | 0.23 | 2.6 | 2.3741
| POINT OF CARE LAB 9" Wall Demolition | 1 | 2 | 1.8 | 0.23 | 2.6 | 2.1528
| STERAIL STORE ROOM 9" Wall Demolition | 1 | 1 | 0.7 | 0.23 | 2.6 | 0.4186
| Door Opening For UPS Room | 1 | 1 | 1.7 | 0.23 | 2.7 | 1.0557